## light sources
Sources | info source | notes
(np) Lighting Lab | jennifer
(np) White LEDs | jennifer
CREE XLAMP XP-E Color | https://downloads.cree-led.com/files/ds/x/XLamp-XPE.pdf | bgyord
CREE XLAMP XP-E Color + White | https://downloads.cree-led.com/files/ds/x/XLamp-XPE.pdf
(np) White Fluorescents | jennifer
Sample LED 4000 K | from white leds, no power
RGB Test | from lighting lab, only some sources
Rubik Condensed | measured in lighting lab

## CREE XLAMP XP-E Color + White
Wavelength | 3700 K - 5000 K White | 5000 K - 10000 K White | 2600 K - 3700 K White | Blue | Green | Amber | Red-Orange | Red | HE Photo Red
380 | 0 | 0 | 0 | 0 | 0 | 0 | 0 | 0 | 0
385 | 0 | 0 | 0 | 0 | 0 | 0 | 0 | 0 | 0
390 | 0 | 0 | 0 | 0 | 0 | 0 | 0 | 0 | 0
395 | 0 | 0 | 0 | 0 | 0 | 0 | 0 | 0 | 0
400 | 0 | 0 | 0 | 0 | 0 | 0 | 0 | 0 | 0
405 | 0.01 | 0 | 0 | 0 | 0 | 0 | 0 | 0 | 0
410 | 0.023 | 0.01 | 0 | 0 | 0 | 0 | 0 | 0 | 0
415 | 0.066 | 0.035 | 0.01 | 0 | 0 | 0 | 0 | 0 | 0
420 | 0.143 | 0.09 | 0.036 | 0 | 0 | 0 | 0 | 0 | 0
425 | 0.26 | 0.2 | 0.078 | 0 | 0 | 0 | 0 | 0 | 0
430 | 0.43 | 0.35 | 0.14 | 0.005 | 0 | 0 | 0 | 0 | 0
435 | 0.615 | 0.57 | 0.235 | 0.015 | 0 | 0 | 0 | 0 | 0
440 | 85% | 0.85 | 0.375 | 0.045 | 0 | 0 | 0 | 0 | 0
445 | 0.985 | 0.985 | 0.525 | 0.105 | 0 | 0 | 0 | 0 | 0
450 | 0.725 | 0.725 | 0.537 | 0.225 | 0 | 0 | 0 | 0 | 0
455 | 0.4 | 0.4 | 0.4 | 0.45 | 0 | 0 | 0 | 0 | 0
460 | 0.264 | 0.245 | 0.289 | 0.81 | 0 | 0 | 0 | 0 | 0
465 | 0.18 | 0.18 | 0.237 | 1 | 0 | 0 | 0 | 0 | 0
470 | 0.115 | 0.115 | 0.194 | 0.82 | 0.005 | 0 | 0 | 0 | 0
475 | 0.09 | 0.088 | 0.17 | 0.54 | 0.01 | 0 | 0 | 0 | 0
480 | 0.082 | 0.078 | 0.17 | 0.36 | 0.02 | 0 | 0 | 0 | 0
485 | 0.085 | 0.074 | 0.188 | 0.235 | 0.045 | 0 | 0 | 0 | 0
490 | 0.114 | 0.087 | 0.216 | 0.14 | 0.09 | 0 | 0 | 0 | 0
495 | 0.162 | 0.119 | 0.262 | 0.085 | 0.16 | 0 | 0 | 0 | 0
500 | 0.225 | 0.165 | 0.315 | 0.05 | 0.275 | 0 | 0 | 0 | 0
505 | 0.304 | 0.22 | 0.364 | 0.03 | 0.445 | 0 | 0 | 0 | 0
510 | 0.388 | 0.28 | 0.409 | 0.015 | 0.67 | 0 | 0 | 0 | 0
515 | 0.466 | 0.335 | 0.447 | 0.005 | 0.87 | 0 | 0 | 0 | 0
520 | 0.529 | 0.382 | 0.484 | 0.005 | 0.99 | 0 | 0 | 0 | 0
525 | 0.58 | 0.418 | 0.515 | 0 | 0.98 | 0 | 0 | 0 | 0
530 | 0.619 | 0.445 | 0.544 | 0 | 0.885 | 0 | 0 | 0 | 0
535 | 0.65 | 0.464 | 0.571 | 0 | 0.755 | 0 | 0 | 0 | 0
540 | 0.675 | 0.475 | 0.599 | 0 | 0.615 | 0 | 0 | 0 | 0
545 | 0.698 | 0.481 | 0.626 | 0 | 0.485 | 0 | 0 | 0 | 0
550 | 0.719 | 0.482 | 0.655 | 0 | 0.375 | 0 | 0 | 0 | 0
555 | 0.736 | 0.481 | 0.687 | 0 | 0.28 | 0.005 | 0 | 0 | 0
560 | 0.757 | 0.477 | 0.721 | 0 | 0.205 | 0.01 | 0 | 0 | 0
565 | 0.776 | 0.472 | 0.756 | 0 | 0.15 | 0.03 | 0 | 0 | 0
570 | 0.792 | 0.465 | 0.798 | 0 | 0.105 | 0.06 | 0 | 0 | 0
575 | 0.806 | 0.454 | 0.836 | 0 | 0.075 | 0.12 | 0 | 0 | 0
580 | 0.812 | 0.441 | 0.876 | 0 | 0.055 | 0.23 | 0.005 | 0 | 0
585 | 0.819 | 0.428 | 0.916 | 0 | 0.035 | 0.42 | 0.015 | 0 | 0
590 | 0.812 | 0.411 | 0.95 | 0 | 0.025 | 0.72 | 0.03 | 0.005 | 0
595 | 0.792 | 0.392 | 0.978 | 0 | 0.015 | 1 | 0.06 | 0.01 | 0
600 | 0.777 | 0.372 | 0.995 | 0 | 0.01 | 0.71 | 0.11 | 0.025 | 0
605 | 0.749 | 0.351 | 1 | 0 | 0.005 | 0.28 | 0.21 | 0.045 | 0
610 | 0.712 | 0.328 | 0.987 | 0 | 0 | 0.105 | 0.385 | 0.09 | 0.005
615 | 0.675 | 0.305 | 0.966 | 0 | 0 | 0.035 | 0.68 | 0.165 | 0.01
620 | 0.631 | 0.283 | 0.923 | 0 | 0 | 0.01 | 0.98 | 0.3 | 0.025
625 | 0.586 | 0.26 | 0.888 | 0 | 0 | 0.005 | 0.76 | 0.51 | 0.055
630 | 0.542 | 0.238 | 0.84 | 0 | 0 | 0 | 0.32 | 0.85 | 0.095
635 | 0.492 | 0.215 | 0.783 | 0 | 0 | 0 | 0.125 | 0.97 | 0.16
640 | 0.447 | 0.196 | 0.723 | 0 | 0 | 0 | 0.045 | 0.52 | 0.26
645 | 0.396 | 0.177 | 0.661 | 0 | 0 | 0 | 0.015 | 0.205 | 0.41
650 | 0.356 | 0.159 | 0.597 | 0 | 0 | 0 | 0.005 | 0.08 | 0.66
655 | 0.315 | 0.143 | 0.534 | 0 | 0 | 0 | 0 | 0.03 | 0.945
660 | 0.28 | 0.129 | 0.479 | 0 | 0 | 0 | 0 | 0.01 | 0.86
665 | 0.246 | 0.114 | 0.425 | 0 | 0 | 0 | 0 | 0.005 | 0.355
670 | 0.215 | 0.101 | 0.374 | 0 | 0 | 0 | 0 | 0 | 0.135
675 | 0.189 | 0.09 | 0.328 | 0 | 0 | 0 | 0 | 0 | 0.05
680 | 0.164 | 0.078 | 0.284 | 0 | 0 | 0 | 0 | 0 | 0.015
685 | 0.142 | 0.069 | 0.248 | 0 | 0 | 0 | 0 | 0 | 0.005
690 | 0.123 | 0.06 | 0.216 | 0 | 0 | 0 | 0 | 0 | 0.005
695 | 0.108 | 0.052 | 0.186 | 0 | 0 | 0 | 0 | 0 | 0
700 | 0.091 | 0.046 | 0.16 | 0 | 0 | 0 | 0 | 0 | 0
705 | 0.08 | 0.04 | 0.136 | 0 | 0 | 0 | 0 | 0 | 0
710 | 0.068 | 0.035 | 0.115 | 0 | 0 | 0 | 0 | 0 | 0
715 | 0.058 | 0.03 | 0.098 | 0 | 0 | 0 | 0 | 0 | 0
720 | 0.049 | 0.027 | 0.085 | 0 | 0 | 0 | 0 | 0 | 0
725 | 0.045 | 0.024 | 0.072 | 0 | 0 | 0 | 0 | 0 | 0
730 | 0.04 | 0.019 | 0.06 | 0 | 0 | 0 | 0 | 0 | 0

## Rubik
wavelengths | white | blue | green | red
360 | 0.000415 | 4.48e-05 | 0.000311 | 0.00026868
361 | 0.000382 | 3.24e-05 | 0.000273 | 0.00023298
362 | 0.000345 | 1.86e-05 | 0.000248 | 0.00019558
363 | 0.000307 | 4.83e-06 | 0.000232 | 0.00015797
364 | 0.000271 | 0 | 0.000222 | 0.00012136
365 | 0.00025 | 0 | 0.000207 | 8.7913e-05
366 | 0.000233 | 0 | 0.000194 | 5.7608e-05
367 | 0.000215 | 0 | 0.000182 | 3.127e-05
368 | 0.000196 | 0 | 0.00017 | 9.7529e-06
369 | 0.000163 | 0 | 0.000155 | 1.1777e-06
370 | 0.000128 | 0 | 0.000141 | 0
371 | 9.39e-05 | 4.87e-07 | 0.000127 | 0
372 | 6.21e-05 | 5.5e-06 | 0.000116 | 0
373 | 4.24e-05 | 6.26e-06 | 0.000109 | 0
374 | 2.75e-05 | 5.59e-06 | 0.000104 | 0
375 | 1.61e-05 | 4.06e-06 | 0.000101 | 0
376 | 7.58e-06 | 2.01e-06 | 9.91e-05 | 0
377 | 0 | 2.02e-07 | 9.84e-05 | 0
378 | 0 | 0 | 9.85e-05 | 0
379 | 0 | 0 | 9.89e-05 | 0
380 | 0 | 0 | 9.93e-05 | 0
381 | 0 | 0 | 9.96e-05 | 0
382 | 1.17e-05 | 0 | 9.93e-05 | 0
383 | 2.85e-05 | 0 | 9.77e-05 | 0
384 | 4.47e-05 | 0 | 9.46e-05 | 0
385 | 5.47e-05 | 0 | 8.65e-05 | 0
386 | 6.11e-05 | 0 | 7.66e-05 | 0
387 | 6.41e-05 | 0 | 6.64e-05 | 0
388 | 6.34e-05 | 0 | 5.68e-05 | 0
389 | 5.39e-05 | 0 | 5.12e-05 | 0
390 | 4.11e-05 | 0 | 4.75e-05 | 0
391 | 2.78e-05 | 0 | 4.5e-05 | 0
392 | 1.57e-05 | 0 | 4.34e-05 | 0
393 | 1.14e-05 | 0 | 4.3e-05 | 0
394 | 1.13e-05 | 0 | 4.31e-05 | 5.6225e-06
395 | 1.42e-05 | 0 | 4.3e-05 | 1.1371e-05
396 | 1.98e-05 | 0 | 4.22e-05 | 1.5982e-05
397 | 2.99e-05 | 1.75e-06 | 3.76e-05 | 1.8803e-05
398 | 4.19e-05 | 3.97e-06 | 3.18e-05 | 2.0179e-05
399 | 5.39e-05 | 5.66e-06 | 2.63e-05 | 2.025e-05
400 | 6.48e-05 | 6.53e-06 | 2.21e-05 | 1.9049e-05
401 | 7.03e-05 | 4.76e-06 | 2.37e-05 | 1.5182e-05
402 | 7.25e-05 | 1.77e-06 | 2.77e-05 | 1.0268e-05
403 | 7.22e-05 | 0 | 3.22e-05 | 5.4209e-06
404 | 6.96e-05 | 0 | 3.6e-05 | 1.3657e-06
405 | 6.22e-05 | 0 | 3.38e-05 | 1.212e-06
406 | 5.3e-05 | 0 | 2.94e-05 | 3.1143e-06
407 | 4.45e-05 | 0 | 2.52e-05 | 5.8776e-06
408 | 3.8e-05 | 0 | 2.23e-05 | 9.0373e-06
409 | 4.05e-05 | 0 | 2.7e-05 | 1.1635e-05
410 | 4.79e-05 | 4.16e-07 | 3.52e-05 | 1.372e-05
411 | 5.72e-05 | 4.18e-06 | 4.35e-05 | 1.525e-05
412 | 6.72e-05 | 7.22e-06 | 5.05e-05 | 1.6013e-05
413 | 7.16e-05 | 7.24e-06 | 5.03e-05 | 1.5092e-05
414 | 7.42e-05 | 5.35e-06 | 4.58e-05 | 1.2975e-05
415 | 7.82e-05 | 2.57e-06 | 3.95e-05 | 1.0098e-05
416 | 8.51e-05 | 0 | 3.23e-05 | 6.6228e-06
417 | 9.58e-05 | 0 | 2.5e-05 | 2.3287e-06
418 | 0.000112 | 0 | 1.84e-05 | 0
419 | 0.000136 | 0 | 1.33e-05 | 0
420 | 0.000169 | 0 | 1.04e-05 | 0
421 | 0.000214 | 0 | 1.42e-05 | 0
422 | 0.000272 | 0 | 2.21e-05 | 0
423 | 0.000343 | 0 | 3.13e-05 | 0
424 | 0.000426 | 5.91e-06 | 4.05e-05 | 0
425 | 0.00052 | 1.45e-05 | 4.61e-05 | 0
426 | 0.000627 | 2.4e-05 | 4.89e-05 | 0
427 | 0.000753 | 3.45e-05 | 5.02e-05 | 0
428 | 0.000901 | 4.59e-05 | 5.02e-05 | 0
429 | 0.001073 | 5.64e-05 | 4.83e-05 | 5.3742e-06
430 | 0.001271 | 6.72e-05 | 4.51e-05 | 1.9627e-05
431 | 0.001502 | 8.03e-05 | 4.17e-05 | 3.4143e-05
432 | 0.001769 | 9.68e-05 | 3.86e-05 | 4.7315e-05
433 | 0.002072 | 0.000118 | 3.75e-05 | 5.3446e-05
434 | 0.002417 | 0.000144 | 3.8e-05 | 5.3966e-05
435 | 0.002814 | 0.000177 | 3.92e-05 | 5.2402e-05
436 | 0.00327 | 0.000216 | 4.06e-05 | 4.968e-05
437 | 0.003784 | 0.000263 | 4.15e-05 | 4.9107e-05
438 | 0.004368 | 0.000318 | 4.2e-05 | 4.9968e-05
439 | 0.005034 | 0.000383 | 4.26e-05 | 5.0023e-05
440 | 0.005793 | 0.000461 | 4.35e-05 | 4.8677e-05
441 | 0.006679 | 0.00055 | 4.57e-05 | 4.2693e-05
442 | 0.007686 | 0.000653 | 4.86e-05 | 3.3099e-05
443 | 0.00879 | 0.000772 | 5.16e-05 | 2.3077e-05
444 | 0.009984 | 0.00091 | 5.43e-05 | 1.379e-05
445 | 0.011321 | 0.001069 | 5.61e-05 | 8.4277e-06
446 | 0.012763 | 0.001251 | 5.67e-05 | 7.047e-06
447 | 0.014212 | 0.001455 | 5.64e-05 | 7.7262e-06
448 | 0.01562 | 0.001681 | 5.5e-05 | 1.0229e-05
449 | 0.016933 | 0.001939 | 5.12e-05 | 1.4924e-05
450 | 0.018105 | 0.002224 | 4.54e-05 | 2.1303e-05
451 | 0.0191 | 0.002526 | 3.98e-05 | 2.8135e-05
452 | 0.019874 | 0.00284 | 3.52e-05 | 3.475e-05
453 | 0.020296 | 0.003166 | 3.41e-05 | 3.9664e-05
454 | 0.020352 | 0.003499 | 3.69e-05 | 4.2473e-05
455 | 0.020154 | 0.003821 | 4.16e-05 | 4.3977e-05
456 | 0.019727 | 0.004123 | 4.78e-05 | 4.4124e-05
457 | 0.019056 | 0.004388 | 5.5e-05 | 4.225e-05
458 | 0.01817 | 0.004608 | 6.28e-05 | 3.8433e-05
459 | 0.017167 | 0.004783 | 7.16e-05 | 3.3842e-05
460 | 0.016101 | 0.004907 | 8.15e-05 | 2.8932e-05
461 | 0.015067 | 0.004961 | 9.21e-05 | 2.4798e-05
462 | 0.014115 | 0.004939 | 0.000103 | 2.1852e-05
463 | 0.013207 | 0.004863 | 0.000116 | 1.9141e-05
464 | 0.012358 | 0.004738 | 0.00013 | 1.6558e-05
465 | 0.011615 | 0.004561 | 0.000146 | 1.3716e-05
466 | 0.010998 | 0.004339 | 0.000164 | 1.0477e-05
467 | 0.010448 | 0.004087 | 0.000184 | 7.4075e-06
468 | 0.009955 | 0.003816 | 0.000205 | 4.6621e-06
469 | 0.009496 | 0.00354 | 0.000227 | 2.5842e-06
470 | 0.009057 | 0.003268 | 0.000248 | 1.3829e-06
471 | 0.008651 | 0.003 | 0.000274 | 7.0266e-07
472 | 0.008276 | 0.00274 | 0.000304 | 5.0529e-07
473 | 0.007923 | 0.002501 | 0.000342 | 9.5203e-07
474 | 0.007586 | 0.002289 | 0.000391 | 2.1027e-06
475 | 0.007284 | 0.002094 | 0.000447 | 3.3316e-06
476 | 0.007025 | 0.001915 | 0.00051 | 4.3846e-06
477 | 0.006818 | 0.001752 | 0.000579 | 4.6055e-06
478 | 0.006674 | 0.001604 | 0.000652 | 3.4565e-06
479 | 0.006582 | 0.001469 | 0.000734 | 1.9893e-06
480 | 0.006543 | 0.001344 | 0.000827 | 4.1893e-07
481 | 0.006562 | 0.001228 | 0.000929 | 0
482 | 0.006643 | 0.001116 | 0.001043 | 0
483 | 0.006771 | 0.001013 | 0.001172 | 0
484 | 0.006942 | 0.000917 | 0.001318 | 0
485 | 0.007149 | 0.00083 | 0.001484 | 0
486 | 0.007386 | 0.000751 | 0.001671 | 1.4302e-06
487 | 0.007654 | 0.000679 | 0.001885 | 4.6046e-06
488 | 0.007951 | 0.000614 | 0.002131 | 7.9875e-06
489 | 0.008272 | 0.000554 | 0.002415 | 1.1009e-05
490 | 0.008614 | 0.000498 | 0.002742 | 1.2921e-05
491 | 0.008977 | 0.000448 | 0.003111 | 1.4759e-05
492 | 0.009359 | 0.000403 | 0.003523 | 1.6688e-05
493 | 0.00976 | 0.000364 | 0.003978 | 1.9255e-05
494 | 0.010177 | 0.00033 | 0.004471 | 2.3405e-05
495 | 0.010608 | 0.000301 | 0.00502 | 2.7353e-05
496 | 0.01105 | 0.000274 | 0.005629 | 3.0621e-05
497 | 0.0115 | 0.000251 | 0.006307 | 3.2182e-05
498 | 0.011958 | 0.000229 | 0.00706 | 3.0161e-05
499 | 0.012419 | 0.000209 | 0.007893 | 2.7254e-05
500 | 0.01288 | 0.000191 | 0.008812 | 2.4014e-05
501 | 0.013338 | 0.000174 | 0.009824 | 2.1554e-05
502 | 0.01379 | 0.000158 | 0.010944 | 2.2256e-05
503 | 0.014233 | 0.000144 | 0.01216 | 2.286e-05
504 | 0.014665 | 0.00013 | 0.013472 | 2.2706e-05
505 | 0.015083 | 0.000118 | 0.014883 | 2.0347e-05
506 | 0.015482 | 0.000106 | 0.016397 | 1.1781e-05
507 | 0.015863 | 9.6e-05 | 0.018004 | 2.7701e-06
508 | 0.016223 | 8.67e-05 | 0.0197 | 0
509 | 0.016559 | 7.84e-05 | 0.021485 | 0
510 | 0.016864 | 7.1e-05 | 0.023372 | 0
511 | 0.017145 | 6.45e-05 | 0.025328 | 0
512 | 0.017403 | 5.87e-05 | 0.027339 | 6.2402e-06
513 | 0.017638 | 5.36e-05 | 0.029398 | 1.3056e-05
514 | 0.017849 | 4.92e-05 | 0.031517 | 1.6458e-05
515 | 0.018041 | 4.53e-05 | 0.033639 | 1.891e-05
516 | 0.018213 | 4.18e-05 | 0.03574 | 2.0398e-05
517 | 0.018368 | 3.86e-05 | 0.037796 | 2.0777e-05
518 | 0.018513 | 3.53e-05 | 0.039795 | 1.8653e-05
519 | 0.018639 | 3.24e-05 | 0.041689 | 1.6227e-05
520 | 0.018747 | 2.97e-05 | 0.043444 | 1.414e-05
521 | 0.018835 | 2.72e-05 | 0.045026 | 1.315e-05
522 | 0.018894 | 2.5e-05 | 0.046376 | 1.6115e-05
523 | 0.018935 | 2.3e-05 | 0.047503 | 2.0333e-05
524 | 0.018959 | 2.15e-05 | 0.048384 | 2.5476e-05
525 | 0.018968 | 2.03e-05 | 0.048998 | 3.1245e-05
526 | 0.018968 | 2.04e-05 | 0.049262 | 3.8627e-05
527 | 0.018955 | 2.06e-05 | 0.049244 | 4.5389e-05
528 | 0.018932 | 2.06e-05 | 0.04895 | 5.0656e-05
529 | 0.018897 | 2.02e-05 | 0.048385 | 5.3544e-05
530 | 0.01885 | 1.75e-05 | 0.047485 | 4.7782e-05
531 | 0.018794 | 1.43e-05 | 0.046349 | 4.0049e-05
532 | 0.01873 | 1.09e-05 | 0.04501 | 3.1615e-05
533 | 0.018658 | 7.54e-06 | 0.043499 | 2.375e-05
534 | 0.018579 | 5.14e-06 | 0.041841 | 2.2164e-05
535 | 0.018495 | 3.18e-06 | 0.040077 | 2.2006e-05
536 | 0.018406 | 1.72e-06 | 0.03824 | 2.2681e-05
537 | 0.018314 | 8.2e-07 | 0.036366 | 2.3672e-05
538 | 0.018221 | 1.34e-06 | 0.034526 | 2.2582e-05
539 | 0.018126 | 2.26e-06 | 0.032703 | 2.1459e-05
540 | 0.018031 | 3.28e-06 | 0.030914 | 2.062e-05
541 | 0.017938 | 4.14e-06 | 0.029177 | 2.032e-05
542 | 0.017849 | 3.93e-06 | 0.027555 | 2.2409e-05
543 | 0.017761 | 3.26e-06 | 0.026007 | 2.4975e-05
544 | 0.017676 | 2.17e-06 | 0.024534 | 2.7548e-05
545 | 0.017591 | 6.65e-07 | 0.023135 | 2.9725e-05
546 | 0.017504 | 0 | 0.021831 | 2.9211e-05
547 | 0.017418 | 0 | 0.020598 | 2.8143e-05
548 | 0.017335 | 0 | 0.01943 | 2.6993e-05
549 | 0.017257 | 0 | 0.018321 | 2.6138e-05
550 | 0.017185 | 0 | 0.017258 | 2.7167e-05
551 | 0.01712 | 0 | 0.016244 | 2.8846e-05
552 | 0.017063 | 0 | 0.015276 | 3.0965e-05
553 | 0.017015 | 0 | 0.014352 | 3.3396e-05
554 | 0.016982 | 0 | 0.01346 | 3.6058e-05
555 | 0.016959 | 0 | 0.012607 | 3.8755e-05
556 | 0.016945 | 0 | 0.011793 | 4.1334e-05
557 | 0.01694 | 0 | 0.01102 | 4.3643e-05
558 | 0.01694 | 0 | 0.010285 | 4.3904e-05
559 | 0.016948 | 0 | 0.009591 | 4.4075e-05
560 | 0.016965 | 0 | 0.008937 | 4.4862e-05
561 | 0.016992 | 0 | 0.008322 | 4.6814e-05
562 | 0.017029 | 0 | 0.007753 | 5.2858e-05
563 | 0.017077 | 1.42e-06 | 0.007222 | 6.0498e-05
564 | 0.017137 | 3.59e-06 | 0.006728 | 6.8977e-05
565 | 0.01721 | 5.2e-06 | 0.006269 | 7.7808e-05
566 | 0.017298 | 4.84e-06 | 0.005844 | 8.4409e-05
567 | 0.017398 | 3.67e-06 | 0.00545 | 9.0941e-05
568 | 0.017512 | 2.07e-06 | 0.005083 | 9.8109e-05
569 | 0.017638 | 2.54e-07 | 0.004743 | 0.00010635
570 | 0.017776 | 0 | 0.004422 | 0.00011644
571 | 0.017926 | 0 | 0.004124 | 0.00012838
572 | 0.018087 | 0 | 0.003846 | 0.00014242
573 | 0.01826 | 0 | 0.003589 | 0.00015885
574 | 0.018445 | 0 | 0.003353 | 0.00017897
575 | 0.01864 | 0 | 0.003134 | 0.00020178
576 | 0.018846 | 0 | 0.002931 | 0.00022697
577 | 0.019063 | 0 | 0.002742 | 0.00025435
578 | 0.019291 | 0 | 0.002561 | 0.00028205
579 | 0.019527 | 0 | 0.002391 | 0.000312
580 | 0.019772 | 0 | 0.00223 | 0.00034506
581 | 0.020023 | 0 | 0.00208 | 0.00038182
582 | 0.020279 | 0 | 0.001936 | 0.00041967
583 | 0.020539 | 0 | 0.001802 | 0.00046316
584 | 0.020804 | 1.29e-07 | 0.001677 | 0.00051483
585 | 0.021073 | 1.52e-06 | 0.001563 | 0.00057672
586 | 0.021345 | 1.73e-06 | 0.001463 | 0.00065317
587 | 0.021621 | 1.52e-06 | 0.001374 | 0.00074338
588 | 0.0219 | 1.2e-06 | 0.001293 | 0.00084798
589 | 0.022182 | 9.08e-07 | 0.001217 | 0.00096796
590 | 0.022472 | 1.52e-06 | 0.001143 | 0.0011057
591 | 0.022765 | 2.33e-06 | 0.001073 | 0.0012605
592 | 0.023055 | 3.06e-06 | 0.001006 | 0.0014326
593 | 0.023341 | 3.57e-06 | 0.000943 | 0.0016221
594 | 0.023615 | 3.01e-06 | 0.000882 | 0.0018205
595 | 0.023881 | 2.06e-06 | 0.000824 | 0.0020392
596 | 0.02414 | 9.81e-07 | 0.000771 | 0.0022844
597 | 0.024391 | 0 | 0.000723 | 0.0025605
598 | 0.024636 | 0 | 0.000686 | 0.0028779
599 | 0.024872 | 0 | 0.000654 | 0.0032341
600 | 0.0251 | 0 | 0.000626 | 0.0036297
601 | 0.02532 | 0 | 0.000601 | 0.0040667
602 | 0.025532 | 0 | 0.000574 | 0.0045296
603 | 0.025735 | 0 | 0.000548 | 0.0050414
604 | 0.025925 | 0 | 0.000522 | 0.0056144
605 | 0.026101 | 0 | 0.000496 | 0.0062584
606 | 0.026258 | 0 | 0.000466 | 0.0069773
607 | 0.026399 | 0 | 0.000435 | 0.0077877
608 | 0.026524 | 0 | 0.000404 | 0.0087028
609 | 0.026633 | 0 | 0.000374 | 0.0097348
610 | 0.026725 | 0 | 0.000342 | 0.010876
611 | 0.026801 | 0 | 0.000312 | 0.012163
612 | 0.026862 | 0 | 0.000286 | 0.013621
613 | 0.02691 | 0 | 0.000265 | 0.01527
614 | 0.026951 | 0 | 0.000261 | 0.017111
615 | 0.026978 | 0 | 0.000264 | 0.019191
616 | 0.026989 | 0 | 0.00027 | 0.021547
617 | 0.026983 | 0 | 0.000275 | 0.024208
618 | 0.026953 | 0 | 0.00027 | 0.027243
619 | 0.026903 | 0 | 0.000261 | 0.030638
620 | 0.026835 | 0 | 0.000251 | 0.034403
621 | 0.02675 | 0 | 0.000239 | 0.038554
622 | 0.026646 | 0 | 0.00023 | 0.043345
623 | 0.026527 | 0 | 0.000221 | 0.048492
624 | 0.026393 | 0 | 0.000212 | 0.05387
625 | 0.026247 | 0 | 0.000204 | 0.059387
626 | 0.026092 | 0 | 0.000198 | 0.06529
627 | 0.025926 | 0 | 0.000192 | 0.071061
628 | 0.025749 | 0 | 0.000188 | 0.076415
629 | 0.025562 | 0 | 0.000184 | 0.081111
630 | 0.025364 | 0 | 0.000179 | 0.084645
631 | 0.025155 | 0 | 0.000175 | 0.087111
632 | 0.024938 | 0 | 0.000172 | 0.088416
633 | 0.024712 | 0 | 0.000169 | 0.088435
634 | 0.024481 | 0 | 0.000169 | 0.086329
635 | 0.024243 | 8.85e-07 | 0.000168 | 0.082891
636 | 0.023996 | 2.79e-06 | 0.000168 | 0.078394
637 | 0.02374 | 3.95e-06 | 0.000166 | 0.073028
638 | 0.023472 | 2.35e-06 | 0.000158 | 0.066852
639 | 0.023195 | 0 | 0.00015 | 0.060227
640 | 0.022911 | 0 | 0.000142 | 0.053414
641 | 0.022619 | 0 | 0.000137 | 0.046658
642 | 0.022321 | 0 | 0.000139 | 0.040643
643 | 0.022017 | 0 | 0.000144 | 0.035041
644 | 0.021708 | 0 | 0.000151 | 0.029879
645 | 0.021396 | 0 | 0.000158 | 0.025217
646 | 0.021083 | 0 | 0.000164 | 0.021375
647 | 0.020768 | 0 | 0.000168 | 0.018064
648 | 0.020448 | 0 | 0.00017 | 0.01522
649 | 0.020125 | 0 | 0.000169 | 0.012793
650 | 0.019797 | 1.09e-07 | 0.000159 | 0.010714
651 | 0.019465 | 3.32e-06 | 0.000146 | 0.0089614
652 | 0.019128 | 5.91e-06 | 0.000133 | 0.0074944
653 | 0.018787 | 7.59e-06 | 0.00012 | 0.0062724
654 | 0.018432 | 7e-06 | 0.000114 | 0.0052117
655 | 0.018076 | 5.38e-06 | 0.00011 | 0.004331
656 | 0.017721 | 2.89e-06 | 0.000107 | 0.0036072
657 | 0.017372 | 0 | 0.000106 | 0.0030169
658 | 0.017046 | 0 | 0.000105 | 0.0025164
659 | 0.016725 | 0 | 0.000105 | 0.002111
660 | 0.016408 | 0 | 0.000105 | 0.0017856
661 | 0.01609 | 0 | 0.000106 | 0.0015246
662 | 0.01576 | 0 | 0.000107 | 0.0012957
663 | 0.015428 | 0 | 0.000106 | 0.001109
664 | 0.015097 | 0 | 0.000104 | 0.00095709
665 | 0.014767 | 0 | 9.68e-05 | 0.00083148
666 | 0.014442 | 0 | 7.69e-05 | 0.00071337
667 | 0.01412 | 0 | 5.57e-05 | 0.00061236
668 | 0.013801 | 0 | 3.62e-05 | 0.00052592
669 | 0.013484 | 4.96e-06 | 2.22e-05 | 0.00045099
670 | 0.01317 | 1.03e-05 | 2.66e-05 | 0.00037959
671 | 0.01286 | 1.47e-05 | 3.6e-05 | 0.00031807
672 | 0.012553 | 1.75e-05 | 4.82e-05 | 0.00026661
673 | 0.012252 | 1.79e-05 | 6.05e-05 | 0.00022629
674 | 0.011953 | 1.21e-05 | 6.64e-05 | 0.00020379
675 | 0.011661 | 4.84e-06 | 7.13e-05 | 0.00018805
676 | 0.011377 | 0 | 7.52e-05 | 0.0001758
677 | 0.011104 | 0 | 7.85e-05 | 0.00016204
678 | 0.01085 | 0 | 8.15e-05 | 0.00013441
679 | 0.010603 | 0 | 8.4e-05 | 0.00010631
680 | 0.010363 | 0 | 8.57e-05 | 7.9682e-05
681 | 0.010127 | 0 | 8.68e-05 | 5.7466e-05
682 | 0.00989 | 0 | 8.7e-05 | 4.5178e-05
683 | 0.009655 | 0 | 8.66e-05 | 3.7503e-05
684 | 0.009419 | 0 | 8.56e-05 | 3.4047e-05
685 | 0.009179 | 0 | 8.44e-05 | 3.5341e-05
686 | 0.008926 | 0 | 8.4e-05 | 4.3458e-05
687 | 0.008675 | 0 | 8.24e-05 | 5.2425e-05
688 | 0.008428 | 0 | 7.89e-05 | 6.0012e-05
689 | 0.008192 | 0 | 7.14e-05 | 6.1548e-05
690 | 0.007975 | 0 | 5.66e-05 | 5.0095e-05
691 | 0.007767 | 0 | 4.1e-05 | 3.5649e-05
692 | 0.007568 | 0 | 2.66e-05 | 2.0122e-05
693 | 0.007378 | 0 | 1.66e-05 | 7.5163e-06
694 | 0.007199 | 0 | 1.52e-05 | 2.5185e-06
695 | 0.007023 | 0 | 1.74e-05 | 0
696 | 0.00685 | 0 | 2.28e-05 | 0
697 | 0.006673 | 0 | 3.28e-05 | 0
698 | 0.006488 | 0 | 4.84e-05 | 0
699 | 0.006303 | 0 | 6.26e-05 | 0
700 | 0.006118 | 0 | 7.27e-05 | 0
701 | 0.005935 | 0 | 7.03e-05 | 0
702 | 0.005755 | 0 | 5.02e-05 | 0
703 | 0.005579 | 0 | 2.55e-05 | 0
704 | 0.005409 | 0 | 0 | 0
705 | 0.005248 | 0 | 0 | 0
706 | 0.0051 | 0 | 0 | 0
707 | 0.004958 | 0 | 0 | 0
708 | 0.004822 | 0 | 0 | 0
709 | 0.004691 | 0 | 0 | 0
710 | 0.004565 | 0 | 3.37e-07 | 0
711 | 0.004442 | 2.91e-07 | 3.92e-05 | 0
712 | 0.00432 | 2.5e-06 | 7.5e-05 | 0
713 | 0.004196 | 4.65e-06 | 8.98e-05 | 0
714 | 0.004068 | 6.7e-06 | 8.15e-05 | 0
715 | 0.003943 | 8.37e-06 | 6.77e-05 | 0
716 | 0.003824 | 9.54e-06 | 5.25e-05 | 0
717 | 0.00372 | 9.53e-06 | 4.79e-05 | 0
718 | 0.00363 | 8.49e-06 | 5.42e-05 | 0
719 | 0.003545 | 7.19e-06 | 6.31e-05 | 0
720 | 0.003462 | 5.9e-06 | 7.31e-05 | 0
721 | 0.003377 | 5.51e-06 | 8.12e-05 | 0
722 | 0.003288 | 5.91e-06 | 8.69e-05 | 0
723 | 0.003195 | 6.52e-06 | 9.06e-05 | 0
724 | 0.003098 | 7.23e-06 | 9.19e-05 | 0
725 | 0.002983 | 7.3e-06 | 8.63e-05 | 9.9231e-06
726 | 0.002859 | 7.09e-06 | 7.63e-05 | 1.8983e-05
727 | 0.002736 | 7.18e-06 | 6.63e-05 | 2.5912e-05
728 | 0.002622 | 7.84e-06 | 5.81e-05 | 3.149e-05
729 | 0.002537 | 1.16e-05 | 5.81e-05 | 3.8113e-05
730 | 0.002472 | 1.65e-05 | 6.41e-05 | 4.509e-05
731 | 0.002416 | 2.06e-05 | 7.36e-05 | 5.1487e-05
732 | 0.002363 | 2.27e-05 | 8.59e-05 | 5.7142e-05
733 | 0.002301 | 1.78e-05 | 0.000105 | 6.3909e-05
734 | 0.002234 | 8.93e-06 | 0.000126 | 6.9573e-05
735 | 0.002167 | 0 | 0.000144 | 7.2116e-05
736 | 0.002099 | 0 | 0.000155 | 7.0281e-05
737 | 0.00203 | 0 | 0.000144 | 5.9261e-05
738 | 0.001962 | 0 | 0.000121 | 4.1812e-05
739 | 0.001894 | 0 | 9.38e-05 | 1.9442e-05
740 | 0.001827 | 0 | 6.44e-05 | 0
741 | 0.00176 | 0 | 3.56e-05 | 0
742 | 0.001694 | 0 | 1.09e-05 | 0
743 | 0.001633 | 0 | 0 | 0
744 | 0.001577 | 0 | 0 | 0
745 | 0.001535 | 0 | 1.22e-05 | 0
746 | 0.001498 | 0 | 4.88e-05 | 0
747 | 0.001465 | 0 | 8.93e-05 | 0
748 | 0.001434 | 0 | 0.000128 | 0
749 | 0.001396 | 0 | 0.000147 | 0
750 | 0.00136 | 0 | 0.000158 | 2.524e-05
751 | 0.001325 | 0 | 0.000165 | 4.6136e-05
752 | 0.001294 | 0 | 0.000165 | 5.8573e-05
753 | 0.001269 | 0 | 0.000161 | 4.9931e-05
754 | 0.001247 | 0 | 0.000153 | 3.5173e-05
755 | 0.001229 | 0 | 0.000141 | 1.7507e-05
756 | 0.001215 | 0 | 0.000128 | 1.2059e-06
757 | 0.001209 | 0 | 0.000115 | 0
758 | 0.001202 | 0 | 0.000101 | 0
759 | 0.001189 | 0 | 8.61e-05 | 0
760 | 0.001165 | 0 | 6.85e-05 | 0
761 | 0.001117 | 0 | 4.66e-05 | 7.6537e-06
762 | 0.001061 | 0 | 2.54e-05 | 1.9138e-05
763 | 0.001 | 0 | 6.56e-06 | 2.7206e-05
764 | 0.000941 | 5.64e-06 | 0 | 2.4287e-05
765 | 0.000888 | 8.84e-06 | 0 | 2.4071e-06
766 | 0.000836 | 1.06e-05 | 0 | 0
767 | 0.000785 | 1.11e-05 | 0 | 0
768 | 0.000733 | 1e-05 | 0 | 0
769 | 0.00068 | 7.36e-06 | 0 | 0
770 | 0.00063 | 3.9e-06 | 0 | 0
771 | 0.000587 | 0 | 0 | 0
772 | 0.000558 | 0 | 0 | 0
773 | 0.000543 | 0 | 0 | 0
774 | 0.000534 | 0 | 0 | 0
775 | 0.000526 | 0 | 0 | 6.499e-06
776 | 0.000509 | 0 | 0 | 2.2212e-05
777 | 0.000483 | 0 | 0 | 3.1323e-05
778 | 0.000461 | 0 | 0 | 3.4855e-05
779 | 0.000445 | 0 | 1.49e-05 | 3.196e-05
780 | 0.000456 | 0 | 2.41e-05 | 1.8517e-05

## Rubik Condensed
Wavelength | white | blue | green | red
380 | 0 | 0 | 0.0020266 | 0
385 | 0.0020276 | 0 | 0.0017654 | 0
390 | 0.0015235 | 0 | 0.00096943 | 0
395 | 0.00052635 | 0 | 0.00087759 | 0.00013434
400 | 0.002402 | 0.0013308 | 0.00045104 | 0.00022505
405 | 0.0023056 | 0 | 0.00068982 | 1.4319e-05
410 | 0.0017755 | 8.4777e-05 | 0.0007184 | 0.00016209
415 | 0.0028987 | 0.00052374 | 0.00080616 | 0.0001193
420 | 0.0062644 | 0 | 0.00021225 | 0
425 | 0.019275 | 0.002955 | 0.00094085 | 0
430 | 0.047112 | 0.013695 | 0.00092045 | 0.00023187
435 | 0.10431 | 0.036071 | 0.00080003 | 0.00061908
440 | 0.21473 | 0.093947 | 0.00088779 | 0.00057508
445 | 0.41964 | 0.21785 | 0.0011449 | 9.9565e-05
450 | 0.6711 | 0.45323 | 0.00092657 | 0.00025167
455 | 0.74705 | 0.77868 | 0.00084901 | 0.00051954
460 | 0.59682 | 1 | 0.0016633 | 0.0003418
465 | 0.43054 | 0.92949 | 0.0029797 | 0.00016204
470 | 0.33572 | 0.66599 | 0.0050614 | 1.6338e-05
475 | 0.27 | 0.42674 | 0.0091228 | 3.936e-05
480 | 0.24253 | 0.27389 | 0.016878 | 4.9492e-06
485 | 0.26499 | 0.16915 | 0.030287 | 0
490 | 0.3193 | 0.10149 | 0.055961 | 0.00015265
495 | 0.39321 | 0.061341 | 0.10245 | 0.00032315
500 | 0.47743 | 0.038924 | 0.17984 | 0.00028371
505 | 0.55909 | 0.024047 | 0.30375 | 0.00024038
510 | 0.6251 | 0.014469 | 0.477 | 0
515 | 0.66873 | 0.0092317 | 0.68654 | 0.0002234
520 | 0.6949 | 0.0060526 | 0.88665 | 0.00016705
525 | 0.70309 | 0.0041369 | 1 | 0.00036913
530 | 0.69872 | 0.0035663 | 0.96912 | 0.0005645
535 | 0.68556 | 0.00064805 | 0.81793 | 0.00025998
540 | 0.66836 | 0.00066843 | 0.63092 | 0.00024361
545 | 0.65205 | 0.00013552 | 0.47216 | 0.00035117
550 | 0.637 | 0 | 0.35222 | 0.00032095
555 | 0.62862 | 0 | 0.2573 | 0.00045786
560 | 0.62885 | 0 | 0.1824 | 0.00053
565 | 0.63793 | 0.0010597 | 0.12794 | 0.00091923
570 | 0.65891 | 0 | 0.090249 | 0.0013756
575 | 0.69093 | 0 | 0.063962 | 0.0023839
580 | 0.73289 | 0 | 0.045512 | 0.0040765
585 | 0.78112 | 0.00030976 | 0.031899 | 0.0068134
590 | 0.83298 | 0.00030976 | 0.023327 | 0.013063
595 | 0.8852 | 0.00041981 | 0.016817 | 0.024092
600 | 0.93039 | 0 | 0.012776 | 0.042882
605 | 0.96749 | 0 | 0.010123 | 0.073937
610 | 0.99062 | 0 | 0.0069799 | 0.12849
615 | 1 | 0 | 0.005388 | 0.22673
620 | 0.9947 | 0 | 0.0051227 | 0.40644
625 | 0.9729 | 0 | 0.0041634 | 0.7016
630 | 0.94017 | 0 | 0.0036532 | 1
635 | 0.89862 | 0.00018035 | 0.0034287 | 0.97928
640 | 0.84925 | 0 | 0.0028981 | 0.63103
645 | 0.79309 | 0 | 0.0032246 | 0.29792
650 | 0.73382 | 2.2213e-05 | 0.003245 | 0.12658
655 | 0.67003 | 0.0010964 | 0.002245 | 0.051166
660 | 0.6082 | 0 | 0.0021429 | 0.021096
665 | 0.54737 | 0 | 0.0019756 | 0.0098232
670 | 0.48818 | 0.002099 | 0.00054288 | 0.0044844
675 | 0.43224 | 0.00098635 | 0.0014552 | 0.0022217
680 | 0.38413 | 0 | 0.0017491 | 0.00094136
685 | 0.34024 | 0 | 0.0017225 | 0.00041752
690 | 0.29561 | 0 | 0.0011551 | 0.00059182
695 | 0.26032 | 0 | 0.00035512 | 0
700 | 0.22678 | 0 | 0.0014837 | 0
705 | 0.19453 | 0 | 0 | 0
710 | 0.16921 | 0 | 6.8778e-06 | 0
715 | 0.14616 | 0.0017057 | 0.0013817 | 0
720 | 0.12833 | 0.0012024 | 0.0014919 | 0
725 | 0.11057 | 0.0014877 | 0.0017613 | 0.00011723
730 | 0.09163 | 0.0033625 | 0.0013082 | 0.0005327

## reference
Wavelength | White
350 | 1.5564 | 158.0554 | 0.0098473
353.7039 | 1.5503 |  | 0.0098085
360.8523 | 1.5503 |  | 0.0098085
368.0006 | 1.5503 |  | 0.0098085
375.1489 | 1.5503 |  | 0.0098085
382.2973 | 1.5503 |  | 0.0098085
389.4456 | 1.5503 |  | 0.0098085
396.5939 | 1.5503 |  | 0.0098085
403.7422 | 1.5503 |  | 0.0098085
410.8906 | 1.7329 |  | 0.010964
418.0556 | 3.8414 |  | 0.024304
422.1546 | 6.4958 |  | 0.041098
425.1872 | 10.2977 |  | 0.065152
427.5267 | 14.3314 |  | 0.090673
429.0863 | 18.2414 |  | 0.11541
430.386 | 22.1824 |  | 0.14035
432.0756 | 26.4943 |  | 0.16763
433.3103 | 32.3052 |  | 0.20439
434.9349 | 40.7538 |  | 0.25785
435.1949 | 36.9726 |  | 0.23392
436.5131 | 44.8751 |  | 0.28392
436.5596 | 49.2282 |  | 0.31146
437.0145 | 53.7255 |  | 0.33992
437.6968 | 58.0838 |  | 0.36749
438.3142 | 62.9675 |  | 0.39839
438.964 | 68.6857 |  | 0.43457
439.6138 | 74.0331 |  | 0.4684
440.567 | 79.7256 |  | 0.50442
440.7836 | 84.1559 |  | 0.53245
441.1085 | 88.2514 |  | 0.55836
441.4334 | 92.1151 |  | 0.5828
441.7583 | 96.5455 |  | 0.61083
442.0833 | 100.4607 |  | 0.6356
442.2132 | 104.5098 |  | 0.66122
442.7331 | 108.9608 |  | 0.68938
442.8631 | 112.4845 |  | 0.71168
443.383 | 124.7246 |  | 0.78912
443.5129 | 120.1191 |  | 0.75998
444.1628 | 127.321 |  | 0.80555
444.3577 | 131.9884 |  | 0.83508
444.8993 | 135.749 |  | 0.85887
447.9969 | 142.0649 |  | 0.89883
448.0944 | 154.1853 |  | 0.97551
448.2568 | 158.0554 |  | 1
448.5817 | 148.4863 |  | 0.93946
451.831 | 135.2339 |  | 0.85561
452.4808 | 128.6914 |  | 0.81422
453.1307 | 122.2004 |  | 0.77315
453.943 | 116.92 |  | 0.73974
454.2679 | 112.2449 |  | 0.71016
454.7553 | 108.8063 |  | 0.68841
455.2427 | 104.4982 |  | 0.66115
458.8981 | 98.9345 |  | 0.62595
459.3042 | 96.5197 |  | 0.61067
466.1276 | 101.5618 |  | 0.64257
467.9689 | 103.5156 |  | 0.65493
471.6514 | 98.2455 |  | 0.62159
472.951 | 94.6652 |  | 0.59894
473.5197 | 90.3378 |  | 0.57156
475.2255 | 85.8817 |  | 0.54336
476.2653 | 82.0386 |  | 0.51905
478.0848 | 77.2477 |  | 0.48874
479.7744 | 73.3221 |  | 0.4639
484.9732 | 69.1999 |  | 0.43782
492.1216 | 67.4156 |  | 0.42653
499.2699 | 66.3057 |  | 0.41951
506.4182 | 65.9966 |  | 0.41755
513.5665 | 65.1396 |  | 0.41213
520.7149 | 63.9032 |  | 0.40431
527.8632 | 62.6247 |  | 0.39622
535.0115 | 61.8941 |  | 0.3916
542.1599 | 61.585 |  | 0.38964
549.3082 | 61.9924 |  | 0.39222
556.4565 | 63.0602 |  | 0.39898
563.6048 | 64.9007 |  | 0.41062
570.7532 | 67.4578 |  | 0.4268
577.9015 | 70.5909 |  | 0.44662
585.0498 | 73.6678 |  | 0.46609
592.1981 | 75.8595 |  | 0.47996
599.3465 | 76.5339 |  | 0.48422
606.4948 | 75.2133 |  | 0.47587
612.9933 | 72.4189 |  | 0.45819
618.1921 | 69.1096 |  | 0.43725
622.741 | 65.5992 |  | 0.41504
626.965 | 61.9526 |  | 0.39197
630.5392 | 58.5783 |  | 0.37062
634.1133 | 55.1268 |  | 0.34878
638.0124 | 51.1858 |  | 0.32385
641.5866 | 47.6364 |  | 0.30139
644.8358 | 44.3909 |  | 0.28086
648.0851 | 41.2381 |  | 0.26091
651.6592 | 37.8432 |  | 0.23943
655.5583 | 34.5204 |  | 0.21841
659.4574 | 31.1977 |  | 0.19738
663.6814 | 27.8234 |  | 0.17604
668.5553 | 24.2881 |  | 0.15367
674.079 | 20.7314 |  | 0.13117
680.5775 | 17.1596 |  | 0.10857
687.7258 | 13.886 |  | 0.087855
694.8741 | 11.1744 |  | 0.070699
702.0224 | 9.0248 |  | 0.057099
709.1708 | 7.2264 |  | 0.045721
716.3191 | 5.6669 |  | 0.035854
723.4674 | 4.5148 |  | 0.028565
731.1573 | 3.6849 |  | 0.023314
742.313 | 2.5763 |  | 0.0163
749.4613 | 2.0968 |  | 0.013266
756.6097 | 1.8206 |  | 0.011518
763.758 | 1.4423 |  | 0.0091251
770.9063 | 1.3439 |  | 0.0085029
778.0547 | 1.1211 |  | 0.0070928
785.203 | 0.94035 |  | 0.0059495
792.3513 | 0.842 |  | 0.0053272
799.4996 | 0.71749 |  | 0.0045395
806.648 | 0.46846 |  | 0.0029639
813.7963 | 0.32796 |  | 0.002075
820.9446 | 0.31391 |  | 0.0019861
828.0929 | 0.31391 |  | 0.0019861
835.2413 | 0.31391 |  | 0.0019861
842.3896 | 0.31391 |  | 0.0019861
847.9133 | 0.31391 |  | 0.0019861

## telelumen rgbw
Wavelength | Blue | Lime | Amber | Red
300.7281 | 0.00019606 | 0.00071992 | 0.00038337 | 0.00015404
301.5567 | 0.00028249 | 0.00062971 | 0.00037872 | 7.6631e-05
302.3852 | 0.00028288 | 0.00063935 | 0.00037679 | 7.7105e-05
303.2137 | 0.00030655 | 0.00054035 | 0.00027741 | 9.6073e-05
304.042 | 0.00022858 | 0.00077443 | 0.00040194 | 0.0001495
304.8703 | 0.00022842 | 0.00064554 | 0.00043618 | 4.1949e-05
305.6985 | 0.00035615 | 0.00057541 | 0.00022864 | -1.308e-05
306.5266 | 0.00021921 | 0.00071365 | 0.00047768 | 6.2546e-06
307.3546 | 0.00023706 | 0.00066739 | 0.00029696 | 0.00014684
308.1826 | 0.0001814 | 0.00056523 | 0.00037209 | 0.00013934
309.0105 | 0.00029733 | 0.00063061 | 0.00035535 | 3.2776e-05
309.8383 | 0.00013766 | 0.00051987 | 0.00024023 | -3.2831e-06
310.666 | 0.00020358 | 0.00057035 | 0.00039857 | 9.9201e-05
311.4937 | 0.00025837 | 0.00053567 | 0.00036791 | 0.00013064
312.3213 | 0.00032878 | 0.00068386 | 0.00024486 | 0.00019736
313.1488 | 0.00022429 | 0.00054225 | 0.00039903 | 0.00024506
313.9762 | 0.00023272 | 0.00050166 | 0.00036632 | 5.1915e-05
314.8035 | 0.00025544 | 0.00064391 | 0.00029412 | -7.4288e-05
315.6308 | 0.00022047 | 0.00056269 | 0.00020114 | 6.5938e-05
316.458 | 0.00031379 | 0.00054693 | 0.000341 | 6.7366e-05
317.2851 | 0.0002233 | 0.00046427 | 0.00033939 | 8.4662e-05
318.1122 | 0.00024139 | 0.00048099 | 0.00029086 | -7.6893e-06
318.9391 | 0.0002703 | 0.00054422 | 0.00031692 | 0.0001372
319.766 | 7.8881e-05 | 0.00053624 | 0.00026197 | 5.112e-05
320.5928 | 0.00023216 | 0.00053372 | 0.00031792 | 8.0963e-05
321.4196 | 0.0002659 | 0.00058566 | 0.00044612 | 7.2967e-05
322.2462 | 0.00022719 | 0.00052979 | 0.00029712 | 3.2266e-05
323.0728 | 0.00026634 | 0.00049128 | 0.00032752 | 0.00014367
323.8993 | 0.00028786 | 0.00063565 | 0.00032275 | 0.00016201
324.7257 | 0.00028475 | 0.00049144 | 0.00035301 | 6.6459e-05
325.5521 | 0.00018124 | 0.00046275 | 0.00032102 | 1.7286e-05
326.3784 | 0.00023916 | 0.00047287 | 0.00034226 | 6.8868e-05
327.2046 | 0.00033476 | 0.00059803 | 0.00034374 | 1.6433e-05
328.0307 | 0.00022627 | 0.00056387 | 0.00037375 | 8.8698e-05
328.8568 | 0.00030657 | 0.00047769 | 0.0002056 | 0.00012717
329.6827 | 0.00022612 | 0.00048299 | 0.00031764 | 0.00018238
330.5086 | 0.00029013 | 0.0004856 | 0.00021133 | 0.00011809
331.3344 | 0.00020643 | 0.00054101 | 0.00029167 | 6.388e-05
332.1602 | 0.00028828 | 0.00057703 | 0.00025457 | 5.3798e-05
332.9858 | 0.00023038 | 0.00061307 | 0.000306 | 8.582e-05
333.8114 | 0.00016205 | 0.00053867 | 0.00026584 | 5.0511e-05
334.6369 | 0.00018479 | 0.00053394 | 0.00022527 | 0.00014157
335.4623 | 0.00031945 | 0.00057968 | 0.00024727 | -4.9302e-05
336.2877 | 0.00027213 | 0.00048616 | 0.00036372 | 9.6318e-05
337.113 | 0.00023085 | 0.00059545 | 0.00027611 | 2.7804e-05
337.9382 | 0.00025215 | 0.00051886 | 0.00027202 | 3.7706e-06
338.7633 | 0.00022562 | 0.00039949 | 0.0002834 | 7.8878e-05
339.5883 | 0.00020265 | 0.0005229 | 0.00023403 | -0.00012039
340.4133 | 0.00024779 | 0.00052828 | 0.00020302 | -5.0481e-05
341.2382 | 0.00030835 | 0.00052326 | 0.00021354 | 0.00015932
342.063 | 0.00024181 | 0.00058185 | 0.00020998 | 5.9931e-05
342.8878 | 0.0002538 | 0.00049495 | 0.00029785 | 0.00011701
343.7124 | 0.00037615 | 0.00049104 | 0.00027372 | 8.4965e-05
344.537 | 0.00029508 | 0.00050256 | 0.00026591 | 5.1573e-05
345.3615 | 0.00024353 | 0.0005737 | 0.00027473 | 2.2671e-05
346.1859 | 0.00033411 | 0.00053679 | 0.00033779 | 8.3236e-05
347.0103 | 0.00025316 | 0.00058819 | 0.00027922 | 0.00013028
347.8346 | 0.0003238 | 0.00049431 | 0.00028597 | -4.8152e-05
348.6588 | 0.00037271 | 0.00053704 | 0.00027963 | 4.1237e-05
349.4829 | 0.00031682 | 0.000588 | 0.00014028 | 3.3866e-05
350.307 | 0.00019901 | 0.00039181 | 0.00027614 | 9.5126e-05
351.1309 | 0.0003242 | 0.00055423 | 0.00024478 | 3.0577e-05
351.9548 | 0.00029103 | 0.0005113 | 0.00027703 | -1.4073e-06
352.7787 | 0.0003366 | 0.00048671 | 0.00025791 | 7.0271e-05
353.6024 | 0.00033901 | 0.00047151 | 0.00033442 | 9.2793e-05
354.4261 | 0.00031157 | 0.00054515 | 0.00019961 | 3.0291e-05
355.2496 | 0.00039046 | 0.00060669 | 0.00036854 | 0.00014953
356.0732 | 0.00038036 | 0.00047342 | 0.00015462 | 0.00010433
356.8966 | 0.00026926 | 0.00053692 | 0.00029659 | -2.2848e-05
357.7199 | 0.00025846 | 0.00054762 | 0.00023802 | 0.00018813
358.5432 | 0.00036474 | 0.00062035 | 0.00031891 | -4.1221e-06
359.3664 | 0.0003421 | 0.00051985 | 0.00015985 | 5.0489e-05
360.1895 | 0.0003554 | 0.00058074 | 0.00020981 | 3.7182e-05
361.0126 | 0.00036038 | 0.00050618 | 0.00024139 | 1.7907e-05
361.8356 | 0.00036425 | 0.00052934 | 0.00019212 | 4.1085e-05
362.6584 | 0.00028923 | 0.00065444 | 0.00029779 | 0.00014407
363.4813 | 0.00040726 | 0.00060933 | 0.00025584 | 0.00014657
364.304 | 0.00033521 | 0.00056129 | 0.00027618 | -4.7931e-05
365.1267 | 0.00039126 | 0.00050766 | 0.00028666 | 8.0236e-05
365.9493 | 0.00037591 | 0.00057481 | 0.00021505 | 8.8611e-05
366.7718 | 0.00039601 | 0.00049209 | 0.00020737 | 8.3047e-05
367.5942 | 0.00027151 | 0.00059887 | 0.0002117 | 0.00017838
368.4166 | 0.00032615 | 0.00054415 | 0.00024901 | 7.5123e-05
369.2389 | 0.00044327 | 0.00051722 | 0.00030214 | 5.9373e-06
370.0611 | 0.00034388 | 0.00057415 | 0.0002452 | 1.2604e-05
370.8832 | 0.00037447 | 0.00059876 | 0.00019446 | -8.0692e-06
371.7052 | 0.0003444 | 0.00058322 | 0.00025122 | 0.00010206
372.5272 | 0.00038279 | 0.00063766 | 0.00024023 | 6.969e-05
373.3491 | 0.0004803 | 0.00057835 | 0.00029967 | 9.9967e-05
374.1709 | 0.00046904 | 0.00046882 | 0.00031952 | 2.9024e-05
374.9926 | 0.00035772 | 0.00058752 | 0.00028066 | -8.697e-06
375.8143 | 0.00045999 | 0.00049974 | 0.00030143 | 7.6542e-05
376.6359 | 0.00037373 | 0.00061635 | 0.00021296 | 6.5933e-06
377.4574 | 0.00037332 | 0.00057157 | 0.00027607 | 2.6393e-05
378.2788 | 0.00033741 | 0.00049161 | 0.00023277 | -4.7122e-05
379.1002 | 0.00035608 | 0.00049707 | 0.00022439 | 8.4641e-05
379.9215 | 0.0003369 | 0.00054707 | 0.00021967 | 9.7987e-05
380.7427 | 0.00035674 | 0.0005037 | 0.00022724 | 3.7694e-06
381.5638 | 0.0003547 | 0.00053227 | 0.00021828 | 4.6017e-05
382.3849 | 0.00040244 | 0.00060031 | 0.0002326 | 5.1206e-05
383.2058 | 0.0003917 | 0.00051737 | 0.0002592 | 9.5877e-05
384.0267 | 0.00040967 | 0.00052539 | 0.00027092 | -8.9611e-06
384.8475 | 0.00047913 | 0.000549 | 0.00024037 | 5.6522e-05
385.6683 | 0.00039087 | 0.00058384 | 0.00029522 | 0.00016952
386.489 | 0.00038332 | 0.0006111 | 0.00019525 | 2.3177e-05
387.3095 | 0.00040596 | 0.00067538 | 0.00022174 | 8.9581e-05
388.13 | 0.00040605 | 0.00059403 | 0.00018764 | 3.1397e-05
388.9505 | 0.00040438 | 0.00067295 | 0.00020509 | 4.4404e-05
389.7708 | 0.00038363 | 0.00063896 | 0.00025002 | 7.2806e-05
390.5911 | 0.00036466 | 0.00065268 | 0.00019375 | 6.1384e-05
391.4113 | 0.00047617 | 0.00061431 | 0.0002544 | -2.6003e-06
392.2314 | 0.00033688 | 0.00072966 | 0.00019532 | 7.9349e-05
393.0515 | 0.00044137 | 0.00081344 | 0.00020465 | 7.2231e-05
393.8715 | 0.00043723 | 0.0007791 | 0.00021948 | 9.8218e-05
394.6914 | 0.00048369 | 0.00090563 | 0.00017471 | 1.1449e-05
395.5112 | 0.00042146 | 0.00097195 | 0.00020923 | -1.1759e-05
396.3309 | 0.00048704 | 0.0010979 | 0.00021798 | 5.5186e-05
397.1506 | 0.00051569 | 0.0012729 | 0.00022376 | -7.3853e-06
397.9702 | 0.00051686 | 0.0013352 | 0.00024462 | 4.7604e-05
398.7897 | 0.00048706 | 0.0015731 | 0.00024196 | 5.9502e-05
399.6091 | 0.00049901 | 0.0018519 | 0.0002078 | 5.3557e-05
400.4285 | 0.00045461 | 0.002213 | 0.00023654 | 3.6759e-05
401.2477 | 0.00052575 | 0.0024906 | 0.00024238 | 6.8988e-05
402.067 | 0.00050681 | 0.0029107 | 0.00021132 | 5.2585e-05
402.8861 | 0.0005654 | 0.0033411 | 0.00023519 | 4.5907e-05
403.7051 | 0.00061869 | 0.0040457 | 0.00022763 | 3.1719e-05
404.5241 | 0.00060753 | 0.0047334 | 0.00020525 | 5.2609e-05
405.343 | 0.00068079 | 0.005516 | 0.00020959 | 1.4473e-05
406.1618 | 0.00067023 | 0.0064211 | 0.00018016 | 1.0701e-05
406.9805 | 0.00064199 | 0.0075635 | 0.00022597 | 5.8592e-05
407.7992 | 0.00065372 | 0.0086871 | 0.00021487 | 3.2303e-05
408.6178 | 0.00068897 | 0.010161 | 0.00021341 | 4.6e-05
409.4363 | 0.00075422 | 0.011606 | 0.00023837 | 2.3053e-05
410.2547 | 0.00081338 | 0.013222 | 0.00028613 | 6.3792e-05
411.0731 | 0.00080426 | 0.014858 | 0.00026212 | -1.5578e-07
411.8914 | 0.00086886 | 0.016831 | 0.00027951 | 7.4752e-05
412.7096 | 0.00090618 | 0.018807 | 0.00016816 | 3.9566e-05
413.5277 | 0.00092488 | 0.020686 | 0.00019886 | 4.9075e-05
414.3457 | 0.0009292 | 0.022771 | 0.00021629 | 5.7827e-05
415.1637 | 0.001086 | 0.024727 | 0.0002791 | 8.4191e-05
415.9816 | 0.0011017 | 0.026769 | 0.00032723 | 7.113e-05
416.7994 | 0.0012324 | 0.028869 | 0.00032573 | 4.8158e-05
417.6171 | 0.0013285 | 0.030677 | 0.00039689 | -2.5187e-05
418.4348 | 0.0013738 | 0.032326 | 0.00038015 | 4.3851e-05
419.2524 | 0.00146 | 0.033937 | 0.00035508 | 3.5364e-05
420.0699 | 0.0015605 | 0.034953 | 0.0004195 | 2.0363e-05
420.8873 | 0.0017424 | 0.035902 | 0.00047769 | -6.3973e-06
421.7047 | 0.0018777 | 0.03645 | 0.00052317 | 5.9313e-05
422.5219 | 0.0020873 | 0.036675 | 0.00059803 | 4.3765e-05
423.3391 | 0.0022881 | 0.036658 | 0.0006096 | -6.8806e-06
424.1563 | 0.002618 | 0.035964 | 0.00079726 | 3.3718e-05
424.9733 | 0.0027465 | 0.035114 | 0.00078975 | 1.8467e-05
425.7903 | 0.0031274 | 0.034191 | 0.00092326 | 5.7406e-05
426.6072 | 0.0035673 | 0.033103 | 0.0010621 | 4.4732e-05
427.424 | 0.003915 | 0.03199 | 0.0012026 | 2.9135e-05
428.2407 | 0.0044921 | 0.030563 | 0.0013205 | 6.7435e-05
429.0574 | 0.0050399 | 0.029375 | 0.001565 | 5.3495e-05
429.874 | 0.0057384 | 0.028055 | 0.0018412 | 3.242e-05
430.6905 | 0.0065579 | 0.027033 | 0.0019737 | 5.6347e-05
431.5069 | 0.0074585 | 0.025816 | 0.0022959 | 6.4966e-05
432.3232 | 0.0084726 | 0.024464 | 0.0025106 | 4.8878e-05
433.1395 | 0.0096064 | 0.023576 | 0.0029146 | 6.8065e-05
433.9557 | 0.011209 | 0.022576 | 0.0032941 | 2.7644e-05
434.7718 | 0.012778 | 0.021764 | 0.0035939 | 7.1826e-07
435.5879 | 0.014736 | 0.020678 | 0.0040038 | 4.3028e-05
436.4038 | 0.016761 | 0.019784 | 0.0044033 | 4.1805e-05
437.2197 | 0.019202 | 0.019048 | 0.0047371 | 1.8169e-05
438.0356 | 0.021968 | 0.018139 | 0.0050562 | 1.8461e-05
438.8513 | 0.025012 | 0.017346 | 0.0054606 | 3.3564e-05
439.6669 | 0.028633 | 0.016566 | 0.0056971 | 1.0102e-05
440.4825 | 0.032733 | 0.015738 | 0.0058824 | 6.293e-05
441.298 | 0.037302 | 0.015002 | 0.006049 | 4.8252e-05
442.1134 | 0.042226 | 0.01418 | 0.0063034 | 4.3195e-05
442.9288 | 0.048041 | 0.013488 | 0.0062952 | 2.4581e-05
443.744 | 0.05466 | 0.012787 | 0.0060929 | 5.855e-05
444.5593 | 0.061763 | 0.012106 | 0.006097 | 8.6532e-06
445.3744 | 0.07006 | 0.011395 | 0.0058869 | 4.2394e-05
446.1894 | 0.079207 | 0.010686 | 0.005699 | 1.509e-05
447.0044 | 0.088913 | 0.0099862 | 0.0054755 | 6.2595e-05
447.8192 | 0.10061 | 0.0094428 | 0.0052856 | 3.884e-05
448.6341 | 0.11334 | 0.0088343 | 0.0050863 | 4.5787e-05
449.4488 | 0.12735 | 0.0082791 | 0.0049773 | 6.0596e-05
450.2635 | 0.1434 | 0.00766 | 0.0048481 | 6.3115e-05
451.078 | 0.16148 | 0.0072409 | 0.0047256 | 3.5403e-06
451.8925 | 0.1812 | 0.0067491 | 0.0046239 | 2.5178e-05
452.7069 | 0.20381 | 0.0063086 | 0.0045482 | 6.7664e-05
453.5213 | 0.22841 | 0.0060562 | 0.0045111 | 3.7514e-05
454.3356 | 0.25646 | 0.0057741 | 0.0043859 | 1.8388e-05
455.1497 | 0.28695 | 0.0054813 | 0.0043564 | 4.6753e-05
455.9639 | 0.32066 | 0.0054077 | 0.0042239 | 3.3889e-05
456.7779 | 0.35758 | 0.0052797 | 0.0041541 | -3.0415e-06
457.5919 | 0.39754 | 0.0052707 | 0.0040339 | 6.6692e-05
458.4058 | 0.44038 | 0.0052473 | 0.0040217 | 3.8657e-05
459.2195 | 0.48508 | 0.0053205 | 0.0037972 | 2.2561e-05
460.0333 | 0.53282 | 0.0053588 | 0.0036485 | 2.22e-05
460.8469 | 0.58235 | 0.00549 | 0.0034788 | 1.5691e-05
461.6605 | 0.63308 | 0.0055299 | 0.0033536 | 2.4719e-05
462.474 | 0.68563 | 0.0057423 | 0.0031828 | 2.6313e-05
463.2874 | 0.73538 | 0.0058184 | 0.003187 | 3.7745e-05
464.1008 | 0.78417 | 0.0060254 | 0.002992 | 1.1716e-05
464.914 | 0.82969 | 0.0061327 | 0.0029795 | 2.3706e-05
465.7272 | 0.87167 | 0.0063622 | 0.00285 | 3.6591e-05
466.5403 | 0.90931 | 0.0065834 | 0.0028152 | 5.3452e-05
467.3534 | 0.94006 | 0.0068149 | 0.0027128 | 1.109e-05
468.1663 | 0.9657 | 0.0070756 | 0.0027092 | -4.7487e-07
468.9792 | 0.98336 | 0.0073255 | 0.00268 | 2.6166e-05
469.792 | 0.9955 | 0.0078202 | 0.0025981 | 3.1672e-05
470.6047 | 1 | 0.0081931 | 0.0025213 | 5.3713e-05
471.4174 | 0.99716 | 0.0087014 | 0.0024752 | 4.4792e-05
472.2299 | 0.98736 | 0.0093562 | 0.0023885 | 2.1273e-05
473.0424 | 0.9719 | 0.010063 | 0.0022873 | 3.0147e-05
473.8549 | 0.95173 | 0.01091 | 0.0022941 | 3.9432e-05
474.6672 | 0.92675 | 0.011918 | 0.0021899 | 2.9285e-05
475.4795 | 0.89611 | 0.01303 | 0.002149 | 2.7891e-05
476.2916 | 0.86329 | 0.014261 | 0.0020715 | 3.07e-05
477.1037 | 0.82742 | 0.01564 | 0.0020232 | 6.7866e-05
477.9158 | 0.79023 | 0.017202 | 0.0018858 | 3.2645e-05
478.7277 | 0.75208 | 0.01908 | 0.0018438 | 6.082e-05
479.5396 | 0.71314 | 0.021112 | 0.0017558 | 1.4631e-05
480.3514 | 0.67434 | 0.023584 | 0.0016547 | 2.8214e-05
481.1631 | 0.63598 | 0.026187 | 0.0016461 | 6.3664e-05
481.9748 | 0.5995 | 0.029277 | 0.0016005 | 1.9003e-05
482.7863 | 0.56422 | 0.032866 | 0.0015059 | 7.8031e-05
483.5978 | 0.5299 | 0.036923 | 0.0015005 | 5.7747e-05
484.4092 | 0.49681 | 0.04131 | 0.0014121 | 2.6956e-05
485.2206 | 0.46651 | 0.046595 | 0.0014193 | 5.7533e-05
486.0318 | 0.43704 | 0.052356 | 0.0013516 | 1.957e-05
486.843 | 0.41106 | 0.059237 | 0.0013599 | 2.7968e-05
487.6541 | 0.38442 | 0.066386 | 0.0013203 | 4.5071e-05
488.4651 | 0.36128 | 0.074951 | 0.0013113 | 9.5965e-05
489.2761 | 0.33839 | 0.084167 | 0.0012576 | 6.2857e-05
490.0869 | 0.31669 | 0.09462 | 0.0012082 | 2.2147e-05
490.8977 | 0.2968 | 0.10601 | 0.0012267 | 2.1264e-05
491.7085 | 0.27806 | 0.11876 | 0.0011758 | 8.8063e-05
492.5191 | 0.25966 | 0.13274 | 0.0011991 | 1.9188e-05
493.3297 | 0.24185 | 0.14774 | 0.0011585 | 4.6218e-05
494.1401 | 0.22581 | 0.16354 | 0.0010983 | 1.5746e-05
494.9505 | 0.21079 | 0.18086 | 0.001105 | 5.2286e-05
495.7609 | 0.19601 | 0.19934 | 0.0011083 | 4.2771e-05
496.5711 | 0.18219 | 0.21919 | 0.0011133 | 5.0479e-05
497.3813 | 0.17001 | 0.23974 | 0.0010796 | 1.9757e-05
498.1914 | 0.15726 | 0.26144 | 0.0011043 | 5.6312e-05
499.0014 | 0.14628 | 0.28444 | 0.0011188 | 3.4143e-05
499.8114 | 0.13538 | 0.30741 | 0.0011589 | 3.429e-05
500.6212 | 0.12576 | 0.33205 | 0.0012251 | 4.5792e-05
501.431 | 0.11663 | 0.35707 | 0.0012372 | 2.2487e-05
502.2407 | 0.10847 | 0.3828 | 0.0013137 | 4.9431e-05
503.0504 | 0.10024 | 0.40914 | 0.0013699 | 1.9253e-05
503.8599 | 0.093097 | 0.43525 | 0.001454 | 6.8212e-05
504.6694 | 0.086666 | 0.46171 | 0.0015046 | 4.1944e-05
505.4788 | 0.080471 | 0.48811 | 0.0015882 | 3.266e-05
506.2881 | 0.075091 | 0.51502 | 0.0017167 | 5.3953e-05
507.0974 | 0.069663 | 0.54115 | 0.0018251 | 7.0916e-05
507.9066 | 0.064988 | 0.56742 | 0.0020112 | 7.0797e-05
508.7156 | 0.060741 | 0.59343 | 0.0022042 | 3.5117e-05
509.5247 | 0.056399 | 0.61757 | 0.002381 | 3.1667e-05
510.3336 | 0.052375 | 0.64323 | 0.0026042 | 5.3829e-05
511.1425 | 0.048948 | 0.66613 | 0.0028173 | 5.6946e-05
511.9512 | 0.045563 | 0.68879 | 0.0030682 | 3.6393e-05
512.7599 | 0.04234 | 0.71081 | 0.0033986 | 4.9823e-05
513.5686 | 0.039631 | 0.73211 | 0.0037322 | 5.53e-05
514.3771 | 0.036888 | 0.75167 | 0.0040748 | 2.4123e-05
515.1856 | 0.034145 | 0.77068 | 0.0045516 | 1.4856e-05
515.994 | 0.031731 | 0.78876 | 0.0050338 | 6.314e-05
516.8023 | 0.029551 | 0.80669 | 0.0055256 | 5.7707e-05
517.6105 | 0.027458 | 0.82277 | 0.0061362 | 3.2011e-05
518.4187 | 0.025513 | 0.83809 | 0.0067476 | 7.8103e-05
519.2268 | 0.023661 | 0.85184 | 0.0075966 | 6.2157e-05
520.0349 | 0.022055 | 0.86502 | 0.0082191 | 5.7443e-05
520.8428 | 0.020386 | 0.87866 | 0.0091679 | 5.2493e-05
521.6506 | 0.01911 | 0.89102 | 0.01012 | 5.438e-05
522.4584 | 0.017808 | 0.90174 | 0.011257 | 7.1434e-05
523.2661 | 0.016503 | 0.91107 | 0.012388 | 5.2387e-05
524.0737 | 0.015403 | 0.92078 | 0.013742 | 3.6555e-05
524.8813 | 0.014358 | 0.93007 | 0.015184 | 7.1813e-05
525.6887 | 0.013388 | 0.93769 | 0.016594 | 5.0119e-05
526.4962 | 0.01243 | 0.94481 | 0.018458 | 5.1294e-05
527.3035 | 0.011687 | 0.95355 | 0.020283 | 7.6694e-05
528.1107 | 0.01095 | 0.95826 | 0.022212 | 8.5137e-05
528.9178 | 0.010256 | 0.96377 | 0.024444 | 6.8074e-05
529.7249 | 0.0095817 | 0.96818 | 0.02681 | 5.7099e-05
530.5319 | 0.008935 | 0.973 | 0.029458 | 7.8329e-05
531.3389 | 0.0082612 | 0.97708 | 0.032292 | 2.9175e-05
532.1457 | 0.0078804 | 0.98 | 0.035368 | 6.6187e-05
532.9525 | 0.0073387 | 0.98344 | 0.03857 | 6.8615e-05
533.7592 | 0.0069518 | 0.98636 | 0.042453 | 8.2848e-05
534.5658 | 0.0064354 | 0.9884 | 0.046371 | 7.0881e-05
535.3723 | 0.0060631 | 0.99152 | 0.050512 | 7.4098e-05
536.1788 | 0.0056605 | 0.99329 | 0.054972 | 4.9307e-05
536.9852 | 0.0053378 | 0.99527 | 0.059914 | 7.7892e-05
537.7915 | 0.0049973 | 0.99587 | 0.065287 | 9.2148e-05
538.5977 | 0.0045976 | 0.99624 | 0.070774 | 8.5023e-05
539.4039 | 0.0044384 | 0.99836 | 0.076807 | 8.7237e-05
540.21 | 0.0042124 | 0.99862 | 0.083553 | 9.7169e-05
541.0159 | 0.0039526 | 0.99937 | 0.090553 | 0.00012572
541.8218 | 0.0036916 | 1 | 0.098007 | 9.6531e-05
542.6277 | 0.0034958 | 0.99935 | 0.10601 | 8.0412e-05
543.4335 | 0.003323 | 0.99878 | 0.11454 | 7.9352e-05
544.2391 | 0.0030989 | 0.99896 | 0.12331 | 7.8139e-05
545.0448 | 0.0029152 | 0.99855 | 0.13295 | 0.00011413
545.8503 | 0.0028007 | 0.99741 | 0.14311 | 0.00013278
546.6558 | 0.0026524 | 0.99679 | 0.15416 | 0.00010504
547.4611 | 0.0024932 | 0.99496 | 0.16529 | 0.00011041
548.2664 | 0.0023607 | 0.99408 | 0.17698 | 0.00012525
549.0717 | 0.0023033 | 0.99297 | 0.18955 | 0.00010355
549.8768 | 0.0022056 | 0.99198 | 0.20275 | 0.00012446
550.6819 | 0.0020822 | 0.99007 | 0.21645 | 0.00015237
551.4869 | 0.0020113 | 0.98862 | 0.23069 | 0.00015073
552.2918 | 0.0019259 | 0.98682 | 0.24581 | 0.00015488
553.0966 | 0.0018302 | 0.98574 | 0.26081 | 0.00014533
553.9014 | 0.0017921 | 0.98447 | 0.27673 | 0.00018573
554.7061 | 0.0017252 | 0.98186 | 0.2944 | 0.00019958
555.5107 | 0.0016551 | 0.97931 | 0.31173 | 0.00019998
556.3152 | 0.0016067 | 0.97729 | 0.32887 | 0.00022845
557.1196 | 0.0015547 | 0.97396 | 0.34742 | 0.00022653
557.924 | 0.001484 | 0.97262 | 0.3656 | 0.00025152
558.7283 | 0.0014465 | 0.9681 | 0.38452 | 0.00028194
559.5325 | 0.0014266 | 0.9655 | 0.40343 | 0.00028101
560.3367 | 0.0013949 | 0.96253 | 0.42399 | 0.00032131
561.1407 | 0.0013888 | 0.9588 | 0.44381 | 0.00032669
561.9447 | 0.0013065 | 0.95653 | 0.46409 | 0.00038494
562.7486 | 0.0012907 | 0.95241 | 0.48494 | 0.0003993
563.5524 | 0.0012739 | 0.94906 | 0.50538 | 0.00044773
564.3562 | 0.0012661 | 0.94561 | 0.526 | 0.00046779
565.1599 | 0.0012293 | 0.94154 | 0.54702 | 0.00056306
565.9635 | 0.0012028 | 0.9368 | 0.56769 | 0.00054912
566.767 | 0.0011811 | 0.93267 | 0.58823 | 0.0006546
567.5704 | 0.0012038 | 0.92839 | 0.60866 | 0.0007358
568.3738 | 0.0011803 | 0.92431 | 0.62965 | 0.00077858
569.1771 | 0.0011783 | 0.91989 | 0.64972 | 0.00086203
569.9803 | 0.0011279 | 0.91524 | 0.67011 | 0.00093136
570.7834 | 0.0011379 | 0.91015 | 0.68977 | 0.0010269
571.5865 | 0.0011241 | 0.90482 | 0.70846 | 0.0010919
572.3895 | 0.0011262 | 0.90137 | 0.72762 | 0.0012418
573.1924 | 0.0011118 | 0.89516 | 0.74577 | 0.0013868
573.9952 | 0.0011217 | 0.89023 | 0.76446 | 0.0014892
574.7979 | 0.0010997 | 0.88507 | 0.78181 | 0.0016724
575.6006 | 0.0011096 | 0.87952 | 0.7986 | 0.0017733
576.4032 | 0.0010875 | 0.8746 | 0.8152 | 0.002005
577.2057 | 0.0010968 | 0.86838 | 0.83006 | 0.0022182
578.0081 | 0.0010932 | 0.86242 | 0.84577 | 0.0024325
578.8105 | 0.0011155 | 0.85761 | 0.86152 | 0.0026662
579.6128 | 0.0010646 | 0.85128 | 0.87412 | 0.0029535
580.415 | 0.0010979 | 0.84436 | 0.88716 | 0.003232
581.2171 | 0.0010519 | 0.8381 | 0.89976 | 0.0035768
582.0192 | 0.0010645 | 0.83206 | 0.91206 | 0.0039718
582.8211 | 0.0010597 | 0.82616 | 0.92288 | 0.0043315
583.623 | 0.0010647 | 0.81912 | 0.93319 | 0.004884
584.4248 | 0.0010478 | 0.81299 | 0.94189 | 0.0053162
585.2266 | 0.0010677 | 0.80678 | 0.95118 | 0.0058735
586.0282 | 0.0010132 | 0.79913 | 0.95912 | 0.0064793
586.8298 | 0.0010454 | 0.79365 | 0.96689 | 0.0070862
587.6313 | 0.0010434 | 0.7861 | 0.97389 | 0.0078092
588.4327 | 0.0010409 | 0.77937 | 0.98003 | 0.008612
589.2341 | 0.0010307 | 0.77319 | 0.98453 | 0.0093794
590.0353 | 0.00102 | 0.76538 | 0.9891 | 0.010393
590.8365 | 0.0010428 | 0.75882 | 0.99359 | 0.011524
591.6376 | 0.0010821 | 0.7508 | 0.99625 | 0.01259
592.4387 | 0.0010278 | 0.74306 | 0.9978 | 0.013971
593.2397 | 0.0010101 | 0.73536 | 0.9995 | 0.015344
594.0405 | 0.0009956 | 0.72786 | 1 | 0.016735
594.8414 | 0.00098823 | 0.71951 | 0.99996 | 0.018592
595.6421 | 0.0010033 | 0.71177 | 0.99947 | 0.020481
596.4427 | 0.0010103 | 0.70387 | 0.99797 | 0.022506
597.2433 | 0.0010005 | 0.69633 | 0.99759 | 0.024662
598.0438 | 0.00096229 | 0.68846 | 0.99479 | 0.027106
598.8442 | 0.00094722 | 0.68015 | 0.99172 | 0.029794
599.6445 | 0.00094443 | 0.67277 | 0.98826 | 0.032569
600.4448 | 0.00095969 | 0.66484 | 0.98436 | 0.035792
601.245 | 0.00096117 | 0.65643 | 0.98005 | 0.03929
602.0451 | 0.00093347 | 0.64851 | 0.97531 | 0.043042
602.8452 | 0.00095061 | 0.64069 | 0.96949 | 0.047109
603.6451 | 0.0009751 | 0.63199 | 0.96371 | 0.051754
604.4449 | 0.00091314 | 0.62441 | 0.95782 | 0.056566
605.2448 | 0.00091056 | 0.61618 | 0.95152 | 0.061885
606.0445 | 0.00089726 | 0.60764 | 0.94389 | 0.067756
606.8441 | 0.00090068 | 0.60024 | 0.93662 | 0.073953
607.6437 | 0.00089257 | 0.592 | 0.92918 | 0.080781
608.4432 | 0.00089993 | 0.58382 | 0.92092 | 0.088119
609.2426 | 0.00086055 | 0.57619 | 0.91198 | 0.096435
610.0419 | 0.00085371 | 0.56782 | 0.9037 | 0.10504
610.8412 | 0.00084952 | 0.56006 | 0.8946 | 0.11493
611.6404 | 0.0008532 | 0.55226 | 0.88571 | 0.12571
612.4395 | 0.00082696 | 0.54398 | 0.87666 | 0.13701
613.2385 | 0.00084746 | 0.53681 | 0.86752 | 0.14965
614.0374 | 0.00081413 | 0.52867 | 0.85729 | 0.16311
614.8363 | 0.00081689 | 0.52081 | 0.84777 | 0.17825
615.6351 | 0.00082929 | 0.51339 | 0.83771 | 0.19428
616.4338 | 0.00078234 | 0.5058 | 0.82752 | 0.21171
617.2324 | 0.00076892 | 0.49803 | 0.81678 | 0.23056
618.0309 | 0.00077734 | 0.49095 | 0.80647 | 0.25177
618.8295 | 0.00075941 | 0.48295 | 0.79679 | 0.2741
619.6279 | 0.00073536 | 0.47577 | 0.78614 | 0.29863
620.4261 | 0.00074327 | 0.46863 | 0.77471 | 0.32512
621.2244 | 0.00075143 | 0.46109 | 0.7635 | 0.35335
622.0226 | 0.00070725 | 0.4539 | 0.75265 | 0.3831
622.8207 | 0.00070579 | 0.44713 | 0.74264 | 0.4167
623.6187 | 0.00069669 | 0.43983 | 0.73191 | 0.45128
624.4166 | 0.00069848 | 0.43308 | 0.72049 | 0.48894
625.2145 | 0.00068759 | 0.42582 | 0.70906 | 0.52711
626.0123 | 0.00068785 | 0.41812 | 0.6984 | 0.56929
626.8099 | 0.00069656 | 0.4119 | 0.68735 | 0.61229
627.6075 | 0.00065349 | 0.40522 | 0.67647 | 0.65753
628.4051 | 0.00066192 | 0.39856 | 0.66524 | 0.70522
629.2026 | 0.0006461 | 0.39207 | 0.65455 | 0.7554
630 | 0.00062654 | 0.38568 | 0.64332 | 0.80489
630.7973 | 0.00063633 | 0.37927 | 0.63251 | 0.85448
631.5945 | 0.00060638 | 0.37312 | 0.62189 | 0.90179
632.3917 | 0.00063906 | 0.36682 | 0.61189 | 0.94472
633.1888 | 0.00060859 | 0.36058 | 0.60102 | 0.97789
633.9858 | 0.00060227 | 0.3546 | 0.59005 | 0.99805
634.7827 | 0.00058248 | 0.34824 | 0.57981 | 1
635.5795 | 0.0005891 | 0.34244 | 0.56911 | 0.98002
636.3763 | 0.00058942 | 0.33676 | 0.55812 | 0.93872
637.173 | 0.00056132 | 0.33095 | 0.54812 | 0.87787
637.9696 | 0.00056667 | 0.32496 | 0.53791 | 0.80136
638.7661 | 0.00053197 | 0.3198 | 0.52801 | 0.7168
639.5626 | 0.00051738 | 0.31448 | 0.5184 | 0.63073
640.3589 | 0.00049416 | 0.30841 | 0.50755 | 0.54744
641.1553 | 0.00049229 | 0.30279 | 0.49748 | 0.4705
641.9515 | 0.00049735 | 0.29774 | 0.48787 | 0.40346
642.7476 | 0.00047351 | 0.29188 | 0.47826 | 0.34468
643.5437 | 0.00046606 | 0.28713 | 0.46807 | 0.29433
644.3397 | 0.00045893 | 0.28168 | 0.45843 | 0.25143
645.1356 | 0.00043687 | 0.27651 | 0.44913 | 0.21474
645.9315 | 0.00044882 | 0.27148 | 0.44039 | 0.1835
646.7272 | 0.00043742 | 0.26624 | 0.43068 | 0.15633
647.5229 | 0.00044068 | 0.26149 | 0.42191 | 0.13343
648.3185 | 0.00043038 | 0.25651 | 0.41293 | 0.11367
649.114 | 0.00040254 | 0.25217 | 0.40392 | 0.096758
649.9095 | 0.00041409 | 0.24729 | 0.39465 | 0.082432
650.7048 | 0.00039305 | 0.24263 | 0.38706 | 0.070166
651.5001 | 0.00038892 | 0.23778 | 0.37834 | 0.059797
652.2953 | 0.00037438 | 0.23345 | 0.3698 | 0.050924
653.0905 | 0.00037691 | 0.22862 | 0.36194 | 0.043577
653.8856 | 0.00038741 | 0.22495 | 0.35389 | 0.037258
654.6805 | 0.00035232 | 0.22023 | 0.34583 | 0.032107
655.4754 | 0.0003719 | 0.21599 | 0.33839 | 0.027805
656.2703 | 0.00035694 | 0.21191 | 0.33058 | 0.0241
657.065 | 0.00034272 | 0.20816 | 0.32307 | 0.020912
657.8597 | 0.00032632 | 0.20428 | 0.31584 | 0.018311
658.6542 | 0.00030394 | 0.20032 | 0.30884 | 0.016126
659.4488 | 0.0003114 | 0.19633 | 0.30128 | 0.01414
660.2432 | 0.00034047 | 0.19279 | 0.29442 | 0.012507
661.0376 | 0.00029962 | 0.18871 | 0.28734 | 0.011026
661.8318 | 0.00031572 | 0.18497 | 0.28084 | 0.0098664
662.626 | 0.00030102 | 0.18156 | 0.27467 | 0.008701
663.4202 | 0.00031271 | 0.17783 | 0.26739 | 0.0077443
664.2142 | 0.00028596 | 0.17437 | 0.26136 | 0.0068754
665.0082 | 0.00028656 | 0.17073 | 0.25484 | 0.0060844
665.8021 | 0.00026633 | 0.16773 | 0.24902 | 0.0053462
666.5959 | 0.00024767 | 0.16425 | 0.24318 | 0.0047972
667.3896 | 0.00026592 | 0.16113 | 0.23731 | 0.0043519
668.1833 | 0.00026367 | 0.15763 | 0.23155 | 0.0038291
668.9769 | 0.00024763 | 0.15459 | 0.22559 | 0.0034977
669.7704 | 0.0002598 | 0.15162 | 0.22049 | 0.0030743
670.5638 | 0.00025768 | 0.14827 | 0.21457 | 0.0027616
671.3572 | 0.00021461 | 0.14543 | 0.20939 | 0.0024806
672.1504 | 0.00024153 | 0.14245 | 0.20449 | 0.0022213
672.9436 | 0.00022858 | 0.13969 | 0.19923 | 0.0020045
673.7368 | 0.00021433 | 0.13684 | 0.19425 | 0.0018252
674.5298 | 0.00023798 | 0.13434 | 0.18925 | 0.0016618
675.3227 | 0.00021596 | 0.13147 | 0.18515 | 0.0015373
676.1156 | 0.00023784 | 0.12885 | 0.18056 | 0.0013667
676.9084 | 0.00025126 | 0.12607 | 0.17562 | 0.0012298
677.7011 | 0.00023582 | 0.12354 | 0.17146 | 0.0011701
678.4938 | 0.0002192 | 0.12121 | 0.16687 | 0.0010862
679.2863 | 0.00019118 | 0.11865 | 0.16296 | 0.00098451
680.0789 | 0.00019966 | 0.11604 | 0.15895 | 0.00088637
680.8713 | 0.00019083 | 0.11361 | 0.15451 | 0.00085125
681.6636 | 0.00017271 | 0.1115 | 0.15062 | 0.00074719
682.4558 | 0.00019376 | 0.10914 | 0.14688 | 0.0007531
683.248 | 0.00018659 | 0.10688 | 0.14304 | 0.00068158
684.0401 | 0.00019226 | 0.10447 | 0.13958 | 0.00064703
684.8322 | 0.00017913 | 0.10247 | 0.13604 | 0.00061708
685.6241 | 0.00014613 | 0.10027 | 0.13229 | 0.00059021
686.416 | 0.00016439 | 0.098154 | 0.12897 | 0.00050789
687.2078 | 0.00015434 | 0.09623 | 0.12547 | 0.00052468
687.9995 | 0.00014081 | 0.094306 | 0.12225 | 0.00049066
688.7911 | 0.00017581 | 0.092616 | 0.11927 | 0.00044449
689.5826 | 0.00016676 | 0.090662 | 0.11612 | 0.00044756
690.3741 | 0.00017165 | 0.088819 | 0.11299 | 0.0004004
691.1655 | 0.0001688 | 0.086599 | 0.11037 | 0.00041626
691.9568 | 0.00016016 | 0.085075 | 0.10749 | 0.00041369
692.7481 | 0.00014784 | 0.083259 | 0.10459 | 0.00033751
693.5392 | 0.00017442 | 0.081721 | 0.10209 | 0.00033672
694.3304 | 0.00015155 | 0.079798 | 0.099262 | 0.00033946
695.1214 | 0.00015081 | 0.078221 | 0.096821 | 0.00034906
695.9123 | 0.00012574 | 0.076756 | 0.094263 | 0.00030369
696.7032 | 0.0001315 | 0.075092 | 0.091774 | 0.00029682
697.494 | 0.00016099 | 0.073321 | 0.089313 | 0.00027473
698.2847 | 0.00014665 | 0.072139 | 0.087215 | 0.00028643
699.0753 | 0.00015597 | 0.070465 | 0.084865 | 0.00028201
699.8658 | 0.00012641 | 0.068971 | 0.082839 | 0.00027931
700.6562 | 0.00012764 | 0.067666 | 0.080666 | 0.00026035
701.4467 | 9.775e-05 | 0.066255 | 0.078575 | 0.00027334
702.237 | 0.00013034 | 0.064756 | 0.076366 | 0.0002315
703.0272 | 0.00010962 | 0.063573 | 0.074484 | 0.00027568
703.8174 | 0.00014632 | 0.062225 | 0.072349 | 0.0002402
704.6074 | 0.00014981 | 0.060895 | 0.070399 | 0.00027811
705.3975 | 9.1467e-05 | 0.059707 | 0.068802 | 0.00020932
706.1874 | 0.00012484 | 0.058335 | 0.067038 | 0.0001729
706.9772 | 0.00011993 | 0.057058 | 0.065262 | 0.00019472
707.767 | 0.00012096 | 0.055929 | 0.063412 | 0.00019902
708.5566 | 0.00010209 | 0.054664 | 0.061846 | 0.00020066
709.3463 | 0.00011423 | 0.053703 | 0.060092 | 0.00023849
710.1358 | 8.9742e-05 | 0.052548 | 0.058679 | 0.00019772
710.9252 | 0.00015062 | 0.051312 | 0.057145 | 0.00021467
711.7146 | 0.00013283 | 0.050467 | 0.055475 | 0.00020764
712.5039 | 9.8619e-05 | 0.049315 | 0.05394 | 0.00017353
713.2932 | 9.6599e-05 | 0.048031 | 0.052733 | 0.00015793
714.0823 | 7.7682e-05 | 0.047172 | 0.05106 | 0.0001874
714.8713 | 8.7924e-05 | 0.046234 | 0.05 | 0.0001662
715.6603 | 9.6733e-05 | 0.045241 | 0.048649 | 0.00017547
716.4492 | 9.6866e-05 | 0.044187 | 0.047265 | 0.00017577
717.2381 | 7.6078e-05 | 0.043173 | 0.04604 | 0.00015684
718.0268 | 6.8735e-05 | 0.042349 | 0.044842 | 0.00020349
718.8155 | 6.521e-05 | 0.041466 | 0.043721 | 0.00016779
719.6041 | 7.5116e-05 | 0.040561 | 0.042632 | 0.00014455
720.3926 | 7.9288e-05 | 0.039727 | 0.04136 | 0.00019388
721.181 | 0.00010068 | 0.038814 | 0.040362 | 0.00018476
721.9694 | 5.1368e-05 | 0.037861 | 0.039426 | 0.00019724
722.7577 | 6.219e-05 | 0.037234 | 0.038293 | 0.00016288
723.5459 | 7.0934e-05 | 0.036353 | 0.037406 | 0.00010175
724.334 | 6.4369e-05 | 0.035822 | 0.036351 | 0.00017687
725.1221 | 9.5964e-05 | 0.034827 | 0.035659 | 0.0001208
725.91 | 6.1592e-05 | 0.034205 | 0.034598 | 0.000134
726.6979 | 8.2156e-05 | 0.033264 | 0.033545 | 0.00010626
727.4858 | 5.8755e-05 | 0.032648 | 0.032651 | 0.00013249
728.2735 | 7.5411e-05 | 0.031905 | 0.031762 | 0.00013685
729.0612 | 7.7984e-05 | 0.031372 | 0.030894 | 0.00013885
729.8488 | 6.095e-05 | 0.030699 | 0.030201 | 9.3512e-05
730.6362 | 6.6355e-05 | 0.029972 | 0.029443 | 0.00010697
731.4237 | 5.2563e-05 | 0.029221 | 0.028674 | 0.00014003
732.211 | 7.0516e-05 | 0.028654 | 0.027954 | 0.00013265
732.9983 | 5.5407e-05 | 0.028145 | 0.027287 | 0.00012159
733.7855 | 5.157e-05 | 0.027679 | 0.02665 | 0.00012829
734.5726 | 4.7889e-05 | 0.027034 | 0.026095 | 0.00012065
735.3596 | 6.1312e-05 | 0.026363 | 0.025258 | 9.9967e-05
736.1466 | 4.9705e-05 | 0.02581 | 0.024541 | 9.9018e-05
736.9335 | 6.9617e-05 | 0.025239 | 0.024005 | 0.00011342
737.7203 | 6.0296e-05 | 0.024602 | 0.023328 | 0.00014774
738.507 | 4.4586e-05 | 0.024218 | 0.022801 | 7.815e-05
739.2936 | 6.0532e-05 | 0.023809 | 0.02227 | 0.00011035
740.0802 | 8.2029e-05 | 0.023309 | 0.021747 | 0.00010749
740.8667 | 6.4869e-05 | 0.022698 | 0.021134 | 0.00011211
741.6531 | 3.8021e-05 | 0.0222 | 0.020602 | 0.00014073
742.4395 | 5.8614e-05 | 0.021872 | 0.020135 | 0.00012043
743.2257 | 6.1432e-05 | 0.021428 | 0.019667 | 8.0559e-05
744.0119 | 3.5014e-05 | 0.020889 | 0.019149 | 9.6526e-05
744.798 | 6.0576e-05 | 0.020498 | 0.018667 | 7.4102e-05
745.584 | 7.157e-05 | 0.020162 | 0.018307 | 0.00012582
746.3699 | 7.5045e-05 | 0.01965 | 0.01784 | 9.0652e-05
747.1558 | 6.7826e-05 | 0.019211 | 0.01744 | 0.00014417
747.9416 | 3.8443e-05 | 0.018842 | 0.016798 | 9.8435e-05
748.7273 | 8.588e-05 | 0.018437 | 0.016531 | 8.1834e-05
749.5129 | 3.7173e-05 | 0.018075 | 0.016155 | 0.00010248
750.2985 | 5.3991e-05 | 0.017674 | 0.015761 | 0.00010317
751.084 | 5.8868e-05 | 0.017336 | 0.015453 | 9.9925e-05
751.8694 | 4.7938e-05 | 0.016927 | 0.014959 | 7.7066e-05
752.6547 | 3.8409e-05 | 0.016613 | 0.014698 | 7.7306e-05
753.4399 | 4.5789e-05 | 0.016257 | 0.014343 | 8.2789e-05
754.2251 | 4.8232e-05 | 0.015942 | 0.013925 | 8.9819e-05
755.0102 | 5.1768e-05 | 0.01573 | 0.013718 | 8.9265e-05
755.7952 | 3.9075e-05 | 0.015299 | 0.013359 | 8.4519e-05
756.5801 | 4.9294e-05 | 0.01506 | 0.013137 | 3.7408e-05
757.365 | 5.6763e-05 | 0.01463 | 0.012772 | 6.9429e-05
758.1498 | 5.3977e-05 | 0.01435 | 0.012441 | 3.7275e-05
758.9344 | 6.5038e-05 | 0.014003 | 0.012152 | 9.0041e-05
759.7191 | 2.6229e-05 | 0.013843 | 0.011809 | 7.4315e-05
760.5036 | 7.0054e-05 | 0.013468 | 0.011535 | 9.2612e-05
761.2881 | 4.7722e-05 | 0.013346 | 0.011346 | 0.00010034
762.0724 | 1.9841e-05 | 0.012951 | 0.011039 | 6.4412e-05
762.8568 | 4.1925e-05 | 0.012627 | 0.010842 | 6.1734e-05
763.641 | 4.0472e-05 | 0.012369 | 0.010612 | 6.3085e-05
764.4251 | 3.8822e-05 | 0.012158 | 0.01031 | 6.2357e-05
765.2092 | 4.4215e-05 | 0.011982 | 0.010006 | 7.0809e-05
765.9932 | 5.1233e-05 | 0.011658 | 0.0097851 | 5.609e-05
766.7771 | 4.1172e-05 | 0.011383 | 0.0096655 | 8.1705e-05
767.5609 | 6.1229e-05 | 0.011203 | 0.009429 | 9.5238e-05
768.3447 | 2.3548e-05 | 0.011043 | 0.0092189 | 0.00011151
769.1284 | 3.7685e-05 | 0.010715 | 0.0089246 | 6.1648e-05
769.912 | 3.7025e-05 | 0.010554 | 0.008887 | 0.00010687
770.6955 | 1.7408e-05 | 0.01037 | 0.008571 | 5.6073e-05
771.4789 | 3.8584e-05 | 0.010177 | 0.0084167 | 7.9266e-05
772.2623 | 7.0497e-06 | 0.0099597 | 0.008267 | 8.4248e-05
773.0456 | 1.1221e-05 | 0.009639 | 0.0080965 | 5.4615e-05
773.8288 | 3.964e-05 | 0.0094518 | 0.0078459 | 5.77e-05
774.6119 | 2.876e-05 | 0.0093487 | 0.0076512 | 9.2788e-05
775.395 | 1.9472e-05 | 0.009167 | 0.0074836 | 3.3686e-05
776.178 | 3.792e-05 | 0.0089121 | 0.0072826 | 8.3665e-05
776.9609 | 4.2574e-05 | 0.0087196 | 0.0072479 | 6.5712e-05
777.7437 | 4.2017e-05 | 0.0086041 | 0.0070711 | 4.5451e-05
778.5264 | 4.6718e-05 | 0.0084979 | 0.0069693 | 8.4221e-05
779.3091 | 5.5928e-06 | 0.0082279 | 0.0067713 | 8.2831e-05
780.0917 | 2.1081e-05 | 0.0080936 | 0.006578 | 7.1109e-05
780.8742 | 4.6819e-05 | 0.007943 | 0.0065 | 8.9345e-05
781.6566 | 2.1743e-05 | 0.0078466 | 0.0063214 | 5.6721e-05
782.439 | 3.4245e-05 | 0.0075861 | 0.0062496 | 1.4452e-05
783.2213 | 5.6618e-05 | 0.0074699 | 0.006145 | 5.7041e-05
784.0035 | 7.4293e-06 | 0.0072438 | 0.0059118 | 7.3929e-05
784.7856 | 1.2997e-05 | 0.0071808 | 0.0058197 | 6.2654e-05
785.5676 | 9.1623e-06 | 0.006921 | 0.0057346 | 6.3969e-05
786.3495 | 3.0314e-05 | 0.0068867 | 0.0055246 | 4.598e-05
787.1315 | 2.3918e-05 | 0.0066674 | 0.0055227 | 0.00010123
787.9133 | 1.1736e-07 | 0.006601 | 0.0053448 | 6.5709e-05
788.695 | 1.8449e-05 | 0.0063568 | 0.005231 | 6.8773e-05
789.4766 | 5.925e-05 | 0.0063517 | 0.0051459 | 5.239e-05
790.2582 | 5.8817e-05 | 0.0062121 | 0.0051052 | 8.0661e-05
791.0397 | 2.3446e-05 | 0.0060498 | 0.0049871 | 9.4354e-05
791.8211 | 2.759e-06 | 0.0059081 | 0.0048425 | 6.6469e-05
792.6024 | -1.2109e-05 | 0.0058228 | 0.0046848 | 5.9661e-05
793.3837 | 2.5708e-05 | 0.0055984 | 0.0046678 | 5.8154e-05
794.1649 | 4.1789e-05 | 0.0055488 | 0.0045774 | 7.3197e-05
794.946 | 1.1969e-05 | 0.0053971 | 0.0044396 | 1.6186e-05
795.727 | 2.931e-05 | 0.0053949 | 0.0044726 | 3.2574e-05
796.5079 | 4.8201e-05 | 0.0052597 | 0.0043513 | 4.8049e-05
797.2888 | 3.8568e-05 | 0.0051772 | 0.0041749 | 1.5482e-05
798.0696 | 1.7721e-05 | 0.0050411 | 0.0041593 | 6.8789e-05
798.8503 | 1.0622e-05 | 0.0049871 | 0.0040266 | 3.7381e-05
799.6309 | 6.639e-06 | 0.0048578 | 0.003966 | 2.7953e-05
800.4115 | 6.3551e-05 | 0.0047609 | 0.0038693 | 3.3739e-05
801.192 | 2.1295e-05 | 0.0047195 | 0.0038195 | 4.5429e-05
801.9724 | 2.2534e-05 | 0.0045486 | 0.0037357 | 7.0304e-05
802.7527 | 2.5856e-05 | 0.0044665 | 0.0036487 | 3.0083e-05
803.5329 | 2.8604e-05 | 0.0043918 | 0.003645 | 7.2841e-05
804.3131 | 1.5146e-05 | 0.0042803 | 0.0035284 | 3.2722e-05
805.0932 | 3.286e-05 | 0.0042045 | 0.0035037 | 6.0651e-05
805.8732 | 5.2987e-06 | 0.0041503 | 0.0034662 | 3.0031e-05
806.6531 | 3.3407e-05 | 0.0041095 | 0.0033514 | 3.4235e-05
807.433 | -1.1167e-05 | 0.0039521 | 0.0033349 | 5.6907e-05
808.2127 | 2.3229e-05 | 0.0038995 | 0.0031784 | 6.4331e-05
808.9924 | 6.2113e-06 | 0.0038257 | 0.003199 | 9.7631e-05
809.772 | 6.7205e-06 | 0.0037106 | 0.0031161 | 3.5765e-05
810.5516 | 2.8641e-05 | 0.0036759 | 0.0030726 | 4.911e-05
811.3311 | 6.6806e-05 | 0.0036197 | 0.0029834 | 7.6537e-05
812.1104 | 2.8359e-05 | 0.0034983 | 0.0029667 | 5.7849e-05
812.8897 | 7.8831e-06 | 0.0034607 | 0.0029219 | 4.3953e-05
813.6689 | 2.254e-05 | 0.0033706 | 0.0028042 | 5.1671e-05
814.4481 | -3.2577e-05 | 0.0032988 | 0.0027952 | 5.2354e-05
815.2272 | 2.9679e-05 | 0.0033357 | 0.0027479 | -6.3106e-06
816.0062 | -2.8562e-05 | 0.0032305 | 0.0027223 | 2.3672e-05
816.785 | 4.461e-05 | 0.0031099 | 0.0026432 | 8.0677e-05
817.5639 | 5.4764e-05 | 0.0030843 | 0.0026106 | 1.623e-06
818.3427 | 9.5998e-06 | 0.0030983 | 0.0025781 | 4.2807e-06
819.1213 | 1.5585e-05 | 0.0029269 | 0.0025503 | 4.4505e-05
819.8999 | 5.9179e-06 | 0.002873 | 0.0024937 | 1.7136e-05
820.6784 | 2.2626e-05 | 0.0028254 | 0.0024376 | 2.8547e-05
821.4568 | 2.7487e-05 | 0.0028226 | 0.0024128 | 9.0904e-05
822.2352 | 2.6914e-05 | 0.0026875 | 0.0023346 | 3.8329e-05
823.0135 | 3.312e-05 | 0.0026977 | 0.0023045 | 0.00011844
823.7917 | 3.0872e-05 | 0.0026426 | 0.0022378 | 5.141e-05
824.5698 | 4.7865e-05 | 0.0026491 | 0.0022633 | 9.4931e-06
825.3479 | 2.917e-05 | 0.0025397 | 0.0022792 | 7.3288e-05
826.1259 | -2.6585e-05 | 0.0024554 | 0.0021418 | 4.6024e-05
826.9037 | 2.5553e-05 | 0.0024707 | 0.0021752 | 8.5059e-05
827.6816 | -3.7321e-06 | 0.0023916 | 0.0021043 | 5.4319e-05
828.4593 | 8.8217e-06 | 0.0023526 | 0.002039 | 5.783e-05
829.237 | -1.7181e-05 | 0.0022919 | 0.0020361 | 1.3635e-05
830.0145 | 3.1856e-06 | 0.0022387 | 0.0019926 | 5.7031e-05
830.7921 | 1.5156e-05 | 0.0021964 | 0.001937 | 4.1548e-05
831.5695 | -1.1542e-05 | 0.0022392 | 0.0019724 | 5.2706e-05
832.3468 | 2.0294e-05 | 0.0021137 | 0.0019113 | 4.0046e-05
833.1241 | 3.1916e-05 | 0.0020778 | 0.001869 | 0.00010866
833.9013 | 3.4692e-06 | 0.0020822 | 0.0018557 | 7.4548e-05
834.6784 | 1.8189e-05 | 0.0020285 | 0.0018133 | 4.9921e-05
835.4554 | -1.8802e-05 | 0.0020481 | 0.0017891 | 7.059e-06
836.2324 | 3.0599e-05 | 0.0019508 | 0.0017897 | 2.2462e-05
837.0092 | 2.3986e-05 | 0.0018968 | 0.001817 | 4.3008e-05
837.7861 | 1.45e-05 | 0.0018936 | 0.0017236 | 3.5292e-05
838.5627 | 5.9502e-05 | 0.0018163 | 0.0017289 | 8.306e-05
839.3394 | -2.3676e-05 | 0.0018127 | 0.0016872 | 3.2087e-05
840.116 | 4.8917e-05 | 0.0017608 | 0.0016436 | 1.7374e-05
840.8925 | 5.2777e-05 | 0.0017405 | 0.001551 | -2.9214e-05
841.6688 | -6.8345e-07 | 0.0017295 | 0.001582 | 4.6055e-05
842.4452 | 4.6025e-05 | 0.0016605 | 0.0015704 | 5.525e-05
843.2214 | -1.9104e-06 | 0.0016001 | 0.0014909 | 4.1099e-05
843.9976 | 5.3243e-06 | 0.0016379 | 0.0014831 | 8.2748e-05
844.7737 | 3.7067e-07 | 0.0015629 | 0.0015237 | 3.6698e-05
845.5497 | 3.1602e-05 | 0.0015269 | 0.0015079 | -1.4375e-06
846.3256 | 1.3173e-05 | 0.0014632 | 0.0014666 | 7.9467e-05
847.1015 | 3.3353e-05 | 0.0014663 | 0.0014275 | 3.7056e-05
847.8773 | 1.9161e-05 | 0.0014645 | 0.0013717 | 4.5716e-06
848.653 | 1.6948e-05 | 0.0014468 | 0.0013706 | 3.6754e-05
849.4286 | 4.7784e-05 | 0.0014234 | 0.0013893 | 1.2303e-05
850.2042 | 2.2036e-05 | 0.0013389 | 0.0013355 | 5.0479e-05
850.9796 | 1.6382e-05 | 0.0013104 | 0.001329 | -1.3921e-05
851.755 | 1.6673e-05 | 0.0013072 | 0.001277 | 5.9279e-05
852.5303 | -4.1282e-06 | 0.0012301 | 0.0012656 | 1.0181e-05
853.3055 | 5.8064e-05 | 0.0012292 | 0.001241 | 9.3377e-05
854.0807 | 3.3511e-05 | 0.0012625 | 0.0012078 | 1.7452e-05
854.8558 | -2.015e-05 | 0.0012094 | 0.0012081 | 3.9765e-05
855.6307 | 1.9532e-05 | 0.0011607 | 0.0012453 | 1.4556e-05
856.4056 | 3.8362e-05 | 0.0012228 | 0.0011951 | 2.9234e-05
857.1805 | -2.0826e-05 | 0.0011344 | 0.0011448 | 8.833e-06
857.9553 | 1.0674e-05 | 0.0011554 | 0.0011781 | 3.9131e-05
858.7299 | 3.7038e-05 | 0.0011234 | 0.0010913 | 2.477e-05
859.5045 | 1.6866e-05 | 0.0010871 | 0.0011163 | 0.00010768
860.2791 | 4.2924e-05 | 0.0010438 | 0.0011514 | 6.664e-05
861.0535 | 1.4469e-05 | 0.0011123 | 0.0010867 | 7.9497e-05
861.8279 | -1.3127e-05 | 0.0010074 | 0.0010922 | 1.3173e-05
862.6022 | 3.2815e-05 | 0.0010095 | 0.0010575 | 5.9355e-05
863.3764 | 1.3625e-05 | 0.0010372 | 0.0010145 | 5.3711e-05
864.1505 | -9.3466e-06 | 0.00097283 | 0.0010535 | 5.5309e-05
864.9246 | 1.4961e-05 | 0.00094878 | 0.0010082 | 2.9146e-05
865.6985 | 1.3447e-05 | 0.00091813 | 0.0009864 | 3.1777e-05
866.4724 | 6.3286e-06 | 0.00094542 | 0.00097008 | 2.9061e-05
867.2463 | 2.8413e-05 | 0.00090709 | 0.0010343 | 1.273e-07
868.02 | 4.6136e-05 | 0.00092529 | 0.00094864 | 8.127e-05
868.7936 | 1.5518e-05 | 0.00088357 | 0.00088056 | 3.8094e-05
869.5673 | -6.1981e-06 | 0.00081208 | 0.00095219 | 4.1674e-05
870.3408 | 2.4173e-05 | 0.00081916 | 0.00087046 | 4.1339e-05
871.1142 | 1.4424e-05 | 0.00082685 | 0.00089719 | 4.3523e-05
871.8875 | 2.1617e-05 | 0.0008184 | 0.00089355 | 4.5655e-05
872.6608 | 5.8775e-05 | 0.000775 | 0.00087078 | 0.00011646
873.434 | -1.0972e-05 | 0.00072366 | 0.00087469 | 5.2725e-05
874.2071 | 8.3786e-06 | 0.00080056 | 0.00084334 | 2.7494e-05
874.9801 | 6.7574e-05 | 0.0008271 | 0.00077322 | 4.2836e-05
875.7531 | 5.4384e-05 | 0.00076197 | 0.00083729 | 4.7679e-06
876.5259 | 2.8994e-05 | 0.00073232 | 0.00078492 | 0.00010111
877.2988 | 5.9079e-05 | 0.00068652 | 0.00080264 | 2.3815e-05
878.0715 | 4.5843e-06 | 0.00072414 | 0.00086648 | -5.707e-06
878.8441 | 1.5651e-05 | 0.00074194 | 0.00087361 | 5.6914e-05
879.6167 | 1.4935e-05 | 0.00074704 | 0.00077674 | 7.9251e-05
880.3892 | -2.4571e-05 | 0.00065428 | 0.00082847 | 8.2026e-05
881.1616 | 2.7501e-05 | 0.00065972 | 0.00077743 | 3.3543e-05
881.9339 | -1.0074e-05 | 0.00070605 | 0.00071529 | -2.1699e-05
882.7062 | 2.8398e-05 | 0.00067663 | 0.00068771 | -2.9008e-05
883.4783 | -4.7926e-05 | 0.0006546 | 0.00070687 | -4.7012e-06
884.2504 | -7.9683e-07 | 0.00062922 | 0.00074984 | 5.002e-05
885.0225 | 3.4952e-05 | 0.00066841 | 0.00070486 | 1.0867e-05
885.7944 | 2.1459e-05 | 0.00065322 | 0.00068415 | 3.3838e-05
886.5662 | -1.2851e-05 | 0.00064358 | 0.00067761 | -1.0447e-05
887.338 | -9.1498e-06 | 0.00053344 | 0.00063048 | -1.111e-05
888.1097 | 4.8688e-05 | 0.00060652 | 0.00067374 | -8.6621e-06
888.8813 | -3.0635e-06 | 0.00054352 | 0.00065769 | 5.42e-05
889.6529 | 3.2129e-05 | 0.00057394 | 0.00070964 | 5.4128e-05
890.4243 | 3.9762e-05 | 0.00051707 | 0.00065208 | 2.1376e-05
891.1957 | 1.055e-05 | 0.00050916 | 0.00066091 | 7.7811e-05
891.967 | 3.1225e-06 | 0.00053909 | 0.00060347 | 4.8463e-05
892.7383 | -1.3261e-06 | 0.00055782 | 0.00059453 | 1.5699e-05
893.5094 | -3.1776e-06 | 0.00050173 | 0.00061566 | 5.8301e-05
894.2805 | 5.4747e-06 | 0.00044327 | 0.00054812 | -7.7009e-06
895.0515 | 6.5108e-05 | 0.00042321 | 0.00062494 | -8.9491e-06
895.8224 | 8.0245e-05 | 0.00050335 | 0.00054731 | 5.7445e-05
896.5932 | 3.9499e-05 | 0.00051303 | 0.00059506 | 5.1007e-05
897.364 | 5.1659e-05 | 0.00048796 | 0.0006217 | -1.1238e-05
898.1346 | 1.9025e-05 | 0.00050162 | 0.00055192 | 3.8591e-05
898.9053 | 6.4634e-05 | 0.00046561 | 0.00054772 | 3.1578e-06
899.6758 | 1.4535e-05 | 0.00040651 | 0.00052068 | 2.5929e-06
900.4462 | -1.6109e-07 | 0.00042979 | 0.000518 | 3.7179e-05
901.2166 | -8.7118e-06 | 0.00049427 | 0.00048885 | 7.6232e-05
901.9869 | 1.5334e-05 | 0.0004311 | 0.00051815 | 5.3991e-05
902.7571 | 5.0646e-06 | 0.00042344 | 0.0005795 | 2.6559e-05
903.5272 | -2.8304e-05 | 0.0004561 | 0.00048914 | -5.3557e-05
904.2973 | -1.3181e-05 | 0.00043642 | 0.00048928 | 2.1696e-05
905.0673 | 2.2391e-05 | 0.0004209 | 0.00045261 | -8.2527e-06
905.8372 | 3.7895e-06 | 0.00033753 | 0.00049769 | -1.091e-05
906.607 | 3.0113e-05 | 0.00039284 | 0.00049773 | -1.0845e-05
907.3767 | 2.4324e-05 | 0.00047299 | 0.00048971 | 7.5222e-06
908.1464 | 6.5066e-05 | 0.00030498 | 0.00049156 | 4.9265e-05
908.916 | -1.9468e-05 | 0.00039748 | 0.00047554 | 7.5113e-05
909.6854 | -2.2883e-06 | 0.00034263 | 0.00042975 | 2.4789e-05
910.4549 | 1.492e-05 | 0.0003549 | 0.0004928 | 6.0704e-06
911.2242 | -1.3523e-05 | 0.00033211 | 0.00045134 | 7.3888e-05
911.9935 | -2.6488e-05 | 0.00032749 | 0.00043459 | 7.975e-05
912.7627 | 1.7893e-05 | 0.0003803 | 0.00044372 | 3.3376e-05
913.5318 | -4.3247e-05 | 0.00030927 | 0.0004786 | 0.00011309
914.3008 | 2.185e-05 | 0.0003775 | 0.00047882 | 2.217e-06
915.0698 | 3.696e-05 | 0.00033261 | 0.00038794 | 5.5955e-06
915.8386 | 6.2435e-05 | 0.00030199 | 0.00044109 | 5.4085e-05
916.6074 | 1.5738e-05 | 0.00034213 | 0.00043298 | 3.0929e-05
917.3762 | 1.4544e-05 | 0.00030321 | 0.00038904 | 2.2418e-06
918.1448 | 7.4427e-06 | 0.00031153 | 0.00044263 | 2.3019e-07
918.9133 | 3.6451e-05 | 0.00022715 | 0.00043339 | 6.2074e-05
919.6818 | -1.7875e-05 | 0.00030116 | 0.00042674 | 9.7004e-06
920.4502 | -3.8162e-05 | 0.00035696 | 0.00037377 | 6.9165e-05
921.2186 | 1.4852e-06 | 0.00024736 | 0.00041583 | 3.2812e-05
921.9868 | -6.0858e-05 | 0.00030786 | 0.00037028 | 3.9605e-05
922.7549 | 4.12e-05 | 0.00031495 | 0.00042184 | 3.9574e-05
923.5231 | 7.0029e-06 | 0.0002747 | 0.00042835 | 6.3469e-05
924.2911 | -8.4693e-06 | 0.00028423 | 0.00038175 | 1.2557e-05
925.059 | -4.7547e-06 | 0.00026111 | 0.00035692 | -9.954e-06
925.8268 | -3.2814e-05 | 0.00027149 | 0.00035153 | -3.5198e-05
926.5946 | 3.4443e-05 | 0.0003181 | 0.00036906 | 7.3908e-05
927.3623 | -1.3191e-05 | 0.00033914 | 0.00036463 | 5.2374e-05
928.1299 | 3.5112e-05 | 0.00034619 | 0.00036125 | 7.7142e-05
928.8975 | 1.2061e-05 | 0.00028162 | 0.00039854 | 5.156e-05
929.6649 | 9.298e-05 | 0.00027543 | 0.00033746 | -2.0591e-06
930.4323 | 1.6371e-05 | 0.00025566 | 0.00045966 | 4.0599e-05
931.1996 | 6.3315e-05 | 0.00023276 | 0.00032557 | -2.6752e-06
931.9668 | 4.0122e-05 | 0.00023332 | 0.00035572 | 3.2135e-06
932.7339 | 3.7383e-05 | 0.00029655 | 0.00031382 | 2.8122e-05
933.501 | 3.6875e-05 | 0.00026195 | 0.00026976 | 7.4131e-05
934.268 | 3.6563e-05 | 0.00022993 | 0.00032491 | -4.5804e-06
935.0349 | 3.6508e-05 | 0.00013726 | 0.0004148 | 8.5455e-05
935.8018 | 1.9929e-05 | 0.00025655 | 0.0003275 | 9.8964e-05
936.5685 | -1.3395e-05 | 0.0002467 | 0.00035935 | 7.3278e-05
937.3352 | 3.1642e-05 | 0.00028116 | 0.00033502 | 9.3672e-05
938.1018 | 3.0513e-05 | 0.00025813 | 0.00044715 | 8.6479e-05
938.8683 | 0.00010922 | 0.00027348 | 0.00044134 | -2.3346e-05
939.6347 | 6.5203e-05 | 0.00022446 | 0.00030668 | -3.5407e-05
940.4011 | 7.96e-05 | 0.00030288 | 0.00023644 | 7.3286e-05
941.1674 | -2.0378e-05 | 0.0001056 | 0.00029378 | 4.3194e-05
941.9336 | 3.6578e-05 | 0.00021222 | 0.00034793 | -1.5047e-05
942.6997 | -0.00014835 | 0.00035343 | 0.00032611 | -3.9087e-05
943.4658 | 0.00010204 | 0.00025621 | 0.00054524 | 7.3546e-05
944.2317 | -8.5457e-05 | 0.00035894 | 0.00030013 | -5.9019e-05
944.9976 | 4.5374e-05 | 0.00017764 | 0.00020765 | -1.4913e-05
945.7634 | 2.4533e-05 | 0.00023167 | 0.0001846 | 9.8279e-05
946.5291 | 5.5058e-07 | 0.0003501 | 0.00033888 | 0.00022906
947.2948 | -3.8725e-05 | 0.00031648 | 0.00021934 | -1.2294e-05
948.0604 | 3.7176e-05 | 0.00019483 | 0.00022812 | -1.9371e-05
948.8258 | 9.7606e-05 | 0.00030874 | 0.00034237 | -0.00013203
949.5912 | 0.00011026 | 0.00015899 | 0.00034368 | 4.344e-05
950.3566 | -1.5333e-05 | 0.00010286 | 0.00024621 | 8.8601e-05
951.1218 | 3.6589e-05 | 0.00021449 | 0.00028879 | 5.4146e-05
951.887 | 2.3098e-05 | 0.00021684 | 0.00014144 | -3.6612e-06
952.6521 | 3.9349e-05 | 0.00027452 | 0.00017503 | -7.1883e-05
953.4171 | 2.7102e-05 | 0.00014124 | 0.00028284 | 0.00014667
954.1821 | 6.2357e-05 | 0.00015622 | 0.00035991 | -5.9694e-05
954.947 | 1.5994e-05 | 0.00015559 | 0.00028831 | -2.038e-05
955.7117 | 3.4859e-05 | 4.3439e-05 | 0.00023733 | 9.5089e-05
956.4764 | -4.0917e-05 | 0.00012596 | 0.00021517 | 3.1256e-05
957.2411 | 4.7695e-05 | 9.0008e-05 | 0.00026461 | 6.3652e-06
958.0056 | 7.6538e-05 | 0.00011434 | 0.00027495 | 3.2676e-05
958.7701 | -7.6402e-06 | 9.6998e-05 | 0.00019721 | -2.1595e-05
959.5345 | -5.7884e-05 | 0.00015477 | 0.00017861 | -4.3355e-05
960.2988 | -4.5608e-05 | 0.00014912 | 0.0002279 | -8.2645e-05
961.063 | 2.9561e-05 | 4.7189e-05 | 0.00016034 | 0.00012476
961.8271 | 1.8004e-05 | 0.00023656 | 0.00016082 | -5.8693e-05
962.5912 | -5.2022e-05 | 0.00023165 | 7.6721e-05 | 0.00010639
963.3552 | 9.7446e-05 | 0.00017181 | 0.00019902 | 0.00010272
964.1191 | -1.4123e-05 | 0.00012479 | 0.000296 | -2.6052e-06
964.883 | 5.6279e-05 | 0.00013586 | 0.0002568 | 7.6205e-05
965.6468 | 4.7045e-05 | 0.00021632 | 0.00033963 | -3.0443e-05
966.4105 | -4.6135e-05 | 0.00013176 | 0.00020485 | 1.4836e-05
967.1741 | -6.43e-05 | 0.00024395 | 0.0001559 | -6.4473e-05
967.9376 | 3.9091e-05 | 0.00020011 | 0.00024282 | 7.9224e-05
968.701 | -5.2221e-05 | 7.2067e-05 | 0.00014483 | 7.4408e-05
969.4644 | 9.4072e-06 | 0.00021239 | 0.00016376 | 2.2437e-05
970.2277 | -2.0245e-05 | 0.00010635 | 0.00012451 | 7.6844e-05
970.9909 | -5.5608e-05 | 9.2481e-05 | 0.00026936 | 1.6039e-05
971.754 | -4.5287e-05 | 0.00013893 | 0.00019614 | -2.1478e-05
972.5171 | 7.4755e-05 | 0.00018357 | 0.00012047 | -8.7341e-05
973.28 | -1.7424e-05 | 3.7087e-05 | 0.00013028 | 6.6896e-05
974.043 | -4.066e-05 | 0.0001282 | 0.00016207 | 7.9505e-05
974.8058 | 0.0001682 | 0.00015605 | 0.00022935 | 6.2789e-05
975.5685 | 3.2543e-05 | 0.00022062 | 0.00016668 | 1.4815e-05
976.3312 | -1.2553e-05 | 0.00014176 | 0.00012925 | -1.7566e-05
977.0938 | 1.8615e-06 | 0.00011368 | 0.00010109 | 0.00011018
977.8563 | 6.0077e-05 | 6.1596e-05 | 0.00021994 | 3.4431e-05
978.6187 | 6.126e-06 | 0.00013796 | 0.00012691 | 2.619e-05
979.381 | 5.4123e-05 | 2.8858e-05 | 0.00021706 | 2.4683e-05
980.1432 | 1.0296e-05 | 0.0001834 | 0.00030953 | -1.9465e-05
980.9055 | 8.9369e-05 | 4.807e-05 | 0.00025815 | -3.6863e-06
981.6675 | 9.0809e-05 | 0.00014693 | 0.00013677 | 1.4377e-05
982.4296 | 3.3459e-05 | 6.8456e-05 | 0.00021804 | -2.6748e-05
983.1915 | -7.1256e-06 | 0.00017337 | 0.0001899 | 5.4239e-05
983.9534 | 3.494e-05 | 0.00013874 | 0.00013808 | 0.00011841
984.7152 | 0.00014291 | 0.00020514 | 0.00036603 | -0.00013841
985.4769 | 1.9603e-05 | 0.00010985 | 0.00018477 | 0.00015265
986.2386 | -9.7253e-06 | 4.4147e-05 | 9.0753e-06 | 8.6732e-05
987.0001 | -6.1415e-05 | 0.00015658 | 0.00023371 | -1.9958e-05
987.7616 | -3.1176e-05 | 0.00018814 | 3.9188e-05 | -7.0095e-05
988.523 | -1.3195e-05 | 0.00014037 | 0.00015553 | 6.7521e-05
989.2843 | 4.0921e-05 | -1.8787e-06 | 0.00014672 | 8.7634e-05
990.0455 | 7.0214e-06 | 4.5736e-05 | 0.00016602 | -8.8229e-05
990.8067 | 3.0483e-05 | 6.1028e-05 | -3.4456e-05 | 1.3238e-05
991.5678 | 4.5405e-05 | 5.2377e-06 | 0.00015773 | -4.6339e-05
992.3288 | 1.1301e-05 | -1.5435e-05 | 0.0001953 | 7.9133e-05
993.0897 | -1.1543e-05 | 2.8542e-05 | 0.00011734 | -6.4776e-05
993.8506 | 7.7282e-05 | 0.00014453 | 0.00015122 | -0.00020235
994.6113 | 5.1116e-05 | 9.988e-05 | 0.00010335 | 4.4439e-05
995.372 | 9.8078e-05 | 0.00013317 | 0.00013092 | -2.1308e-05
996.1326 | 2.4217e-05 | 7.8958e-06 | 1.8537e-05 | 8.3052e-05
996.8932 | 1.4477e-05 | 6.3738e-05 | -7.1445e-06 | -8.366e-05
997.6536 | 6.4844e-05 | -2.0978e-06 | 0.00014307 | -9.0368e-05
998.414 | 9.9215e-05 | 2.9818e-05 | 7.601e-05 | 3.6542e-05
999.1743 | 8.6581e-06 | 0.00018773 | 5.3955e-05 | 8.1264e-06
999.9345 | 0.00013225 | 0.00014821 | 0.00013766 | -4.6645e-05
1000.6946 | 0.00011724 | 1.5658e-06 | -7.0923e-05 | 3.5829e-05

## telelumen
Wavelength | Violet | RoyalBlue | Blue | Cyan | Lime | Amber | Red | DeepRed
300.7281 | 0.00036682 | 0.0002386 | 0.00019606 | 9.1175e-05 | 0.00071992 | 0.00038337 | 0.00015404 | 0.00021604
301.5567 | 0.00029249 | 0.00030576 | 0.00028249 | 0.00026501 | 0.00062971 | 0.00037872 | 7.6631e-05 | 0.00016835
302.3852 | 0.00034977 | 0.00025237 | 0.00028288 | 0.00014501 | 0.00063935 | 0.00037679 | 7.7105e-05 | 8.801e-05
303.2137 | 0.00032772 | 0.0003433 | 0.00030655 | 0.00024392 | 0.00054035 | 0.00027741 | 9.6073e-05 | 0.00010981
304.042 | 0.00042355 | 0.00031473 | 0.00022858 | 0.00022796 | 0.00077443 | 0.00040194 | 0.0001495 | 0.0001106
304.8703 | 0.00044521 | 0.00025982 | 0.00022842 | 0.00023128 | 0.00064554 | 0.00043618 | 4.1949e-05 | 2.5723e-05
305.6985 | 0.00033092 | 0.00029123 | 0.00035615 | 0.00023214 | 0.00057541 | 0.00022864 | -1.308e-05 | 0.00018359
306.5266 | 0.00033817 | 0.00023981 | 0.00021921 | 9.7932e-05 | 0.00071365 | 0.00047768 | 6.2546e-06 | 0.00011984
307.3546 | 0.00039666 | 0.00025256 | 0.00023706 | 0.00011242 | 0.00066739 | 0.00029696 | 0.00014684 | -6.3231e-05
308.1826 | 0.00042947 | 0.00026869 | 0.0001814 | 0.00025907 | 0.00056523 | 0.00037209 | 0.00013934 | 3.3352e-05
309.0105 | 0.00026301 | 0.00030585 | 0.00029733 | 0.00024577 | 0.00063061 | 0.00035535 | 3.2776e-05 | -7.6183e-05
309.8383 | 0.00036516 | 0.00031653 | 0.00013766 | 0.00020466 | 0.00051987 | 0.00024023 | -3.2831e-06 | 8.53e-05
310.666 | 0.00039898 | 0.00026632 | 0.00020358 | 0.0002296 | 0.00057035 | 0.00039857 | 9.9201e-05 | -2.0187e-06
311.4937 | 0.00045716 | 0.000341 | 0.00025837 | 0.00020008 | 0.00053567 | 0.00036791 | 0.00013064 | -4.0457e-05
312.3213 | 0.00040755 | 0.00042736 | 0.00032878 | 0.00025411 | 0.00068386 | 0.00024486 | 0.00019736 | 0.00021825
313.1488 | 0.00041958 | 0.00026881 | 0.00022429 | 0.00019611 | 0.00054225 | 0.00039903 | 0.00024506 | 0.00013244
313.9762 | 0.00034352 | 0.00039748 | 0.00023272 | 0.00022407 | 0.00050166 | 0.00036632 | 5.1915e-05 | 0.00021843
314.8035 | 0.00043727 | 0.00030355 | 0.00025544 | 0.00017104 | 0.00064391 | 0.00029412 | -7.4288e-05 | 8.1138e-05
315.6308 | 0.00039719 | 0.00034532 | 0.00022047 | 0.00033198 | 0.00056269 | 0.00020114 | 6.5938e-05 | 0.00017138
316.458 | 0.0004514 | 0.00038995 | 0.00031379 | 0.00024806 | 0.00054693 | 0.000341 | 6.7366e-05 | 4.554e-05
317.2851 | 0.000495 | 0.00025905 | 0.0002233 | 0.00023209 | 0.00046427 | 0.00033939 | 8.4662e-05 | 9.6564e-05
318.1122 | 0.00038852 | 0.00039097 | 0.00024139 | 0.00012018 | 0.00048099 | 0.00029086 | -7.6893e-06 | 2.1416e-05
318.9391 | 0.00046204 | 0.00037076 | 0.0002703 | 0.00019595 | 0.00054422 | 0.00031692 | 0.0001372 | 6.2171e-05
319.766 | 0.00043237 | 0.00040956 | 7.8881e-05 | 0.00019044 | 0.00053624 | 0.00026197 | 5.112e-05 | 3.0248e-05
320.5928 | 0.00045501 | 0.00031473 | 0.00023216 | 0.00019826 | 0.00053372 | 0.00031792 | 8.0963e-05 | 3.4955e-05
321.4196 | 0.00044258 | 0.00032761 | 0.0002659 | 0.00023286 | 0.00058566 | 0.00044612 | 7.2967e-05 | 0.00017882
322.2462 | 0.00045618 | 0.00039115 | 0.00022719 | 0.00022164 | 0.00052979 | 0.00029712 | 3.2266e-05 | -1.7514e-05
323.0728 | 0.00041459 | 0.00028186 | 0.00026634 | 0.00026254 | 0.00049128 | 0.00032752 | 0.00014367 | 2.2639e-05
323.8993 | 0.00047569 | 0.00033087 | 0.00028786 | 0.00013041 | 0.00063565 | 0.00032275 | 0.00016201 | 1.369e-05
324.7257 | 0.00046157 | 0.00031531 | 0.00028475 | 0.0001502 | 0.00049144 | 0.00035301 | 6.6459e-05 | 0.00018456
325.5521 | 0.00051938 | 0.00038219 | 0.00018124 | 0.00019262 | 0.00046275 | 0.00032102 | 1.7286e-05 | 0.00012358
326.3784 | 0.00053278 | 0.00035667 | 0.00023916 | 0.00017951 | 0.00047287 | 0.00034226 | 6.8868e-05 | 3.1996e-06
327.2046 | 0.00048957 | 0.00033916 | 0.00033476 | 0.00014386 | 0.00059803 | 0.00034374 | 1.6433e-05 | -1.2134e-05
328.0307 | 0.00055039 | 0.00042133 | 0.00022627 | 0.00021341 | 0.00056387 | 0.00037375 | 8.8698e-05 | 8.3735e-05
328.8568 | 0.00054773 | 0.00039784 | 0.00030657 | 0.00021853 | 0.00047769 | 0.0002056 | 0.00012717 | 6.2981e-05
329.6827 | 0.00047014 | 0.00037306 | 0.00022612 | 0.00021595 | 0.00048299 | 0.00031764 | 0.00018238 | 0.0002129
330.5086 | 0.00047547 | 0.00036895 | 0.00029013 | 0.00016414 | 0.0004856 | 0.00021133 | 0.00011809 | -2.1779e-05
331.3344 | 0.00052402 | 0.00039796 | 0.00020643 | 0.00017073 | 0.00054101 | 0.00029167 | 6.388e-05 | 7.3387e-05
332.1602 | 0.00056035 | 0.00033563 | 0.00028828 | 0.00019665 | 0.00057703 | 0.00025457 | 5.3798e-05 | 8.5515e-05
332.9858 | 0.00049789 | 0.00035724 | 0.00023038 | 0.0002549 | 0.00061307 | 0.000306 | 8.582e-05 | 0.00018978
333.8114 | 0.00059797 | 0.00041312 | 0.00016205 | 0.00021912 | 0.00053867 | 0.00026584 | 5.0511e-05 | 6.1804e-05
334.6369 | 0.00055663 | 0.00031905 | 0.00018479 | 0.00027028 | 0.00053394 | 0.00022527 | 0.00014157 | 0.00010069
335.4623 | 0.00059802 | 0.00042516 | 0.00031945 | 0.00017177 | 0.00057968 | 0.00024727 | -4.9302e-05 | 4.796e-05
336.2877 | 0.00052433 | 0.00045009 | 0.00027213 | 0.000257 | 0.00048616 | 0.00036372 | 9.6318e-05 | 5.3848e-05
337.113 | 0.00050808 | 0.00045157 | 0.00023085 | 0.00019236 | 0.00059545 | 0.00027611 | 2.7804e-05 | 0.00011078
337.9382 | 0.00057021 | 0.00040714 | 0.00025215 | 0.00010823 | 0.00051886 | 0.00027202 | 3.7706e-06 | 5.4886e-05
338.7633 | 0.00062357 | 0.00038627 | 0.00022562 | 0.0002377 | 0.00039949 | 0.0002834 | 7.8878e-05 | -4.8776e-05
339.5883 | 0.00055392 | 0.00042145 | 0.00020265 | 0.00011964 | 0.0005229 | 0.00023403 | -0.00012039 | 3.8216e-05
340.4133 | 0.00064771 | 0.00042524 | 0.00024779 | 0.00017421 | 0.00052828 | 0.00020302 | -5.0481e-05 | 2.6405e-05
341.2382 | 0.00058652 | 0.00034964 | 0.00030835 | 0.00021302 | 0.00052326 | 0.00021354 | 0.00015932 | 5.9201e-05
342.063 | 0.00061313 | 0.00040269 | 0.00024181 | 0.00018416 | 0.00058185 | 0.00020998 | 5.9931e-05 | 5.7719e-05
342.8878 | 0.00065135 | 0.00043699 | 0.0002538 | 0.00012106 | 0.00049495 | 0.00029785 | 0.00011701 | -1.6635e-05
343.7124 | 0.00064723 | 0.00047894 | 0.00037615 | 0.00014684 | 0.00049104 | 0.00027372 | 8.4965e-05 | 1.2102e-05
344.537 | 0.00070937 | 0.00043373 | 0.00029508 | 0.00018347 | 0.00050256 | 0.00026591 | 5.1573e-05 | 1.5028e-05
345.3615 | 0.00059472 | 0.00045304 | 0.00024353 | 8.839e-05 | 0.0005737 | 0.00027473 | 2.2671e-05 | 7.0495e-05
346.1859 | 0.00062089 | 0.00047888 | 0.00033411 | 0.00012722 | 0.00053679 | 0.00033779 | 8.3236e-05 | 0.00014384
347.0103 | 0.00065313 | 0.00042111 | 0.00025316 | 0.0002183 | 0.00058819 | 0.00027922 | 0.00013028 | 1.2363e-05
347.8346 | 0.00068795 | 0.00042309 | 0.0003238 | 0.0001721 | 0.00049431 | 0.00028597 | -4.8152e-05 | 4.2325e-05
348.6588 | 0.00065191 | 0.00048399 | 0.00037271 | 0.00019685 | 0.00053704 | 0.00027963 | 4.1237e-05 | -7.3502e-07
349.4829 | 0.00078292 | 0.0004828 | 0.00031682 | 0.00022063 | 0.000588 | 0.00014028 | 3.3866e-05 | 4.234e-05
350.307 | 0.0007351 | 0.00050619 | 0.00019901 | 0.00021386 | 0.00039181 | 0.00027614 | 9.5126e-05 | 7.4641e-05
351.1309 | 0.00073052 | 0.00052571 | 0.0003242 | 0.00020808 | 0.00055423 | 0.00024478 | 3.0577e-05 | 3.9928e-05
351.9548 | 0.00074942 | 0.0004561 | 0.00029103 | 0.00016599 | 0.0005113 | 0.00027703 | -1.4073e-06 | 0.00011788
352.7787 | 0.00078925 | 0.00050852 | 0.0003366 | 0.00028975 | 0.00048671 | 0.00025791 | 7.0271e-05 | 9.3041e-06
353.6024 | 0.00080398 | 0.00048681 | 0.00033901 | 0.00023648 | 0.00047151 | 0.00033442 | 9.2793e-05 | 4.5638e-05
354.4261 | 0.0008407 | 0.00051812 | 0.00031157 | 0.00018034 | 0.00054515 | 0.00019961 | 3.0291e-05 | 1.8769e-05
355.2496 | 0.00081683 | 0.00052023 | 0.00039046 | 0.00018122 | 0.00060669 | 0.00036854 | 0.00014953 | 4.2286e-05
356.0732 | 0.00084995 | 0.00053993 | 0.00038036 | 0.00014389 | 0.00047342 | 0.00015462 | 0.00010433 | -2.9084e-05
356.8966 | 0.00085541 | 0.00051877 | 0.00026926 | 0.00032321 | 0.00053692 | 0.00029659 | -2.2848e-05 | 3.2661e-05
357.7199 | 0.00089781 | 0.00055526 | 0.00025846 | 0.0002522 | 0.00054762 | 0.00023802 | 0.00018813 | 2.4119e-05
358.5432 | 0.00092493 | 0.00063577 | 0.00036474 | 0.00017255 | 0.00062035 | 0.00031891 | -4.1221e-06 | -4.8472e-08
359.3664 | 0.00089462 | 0.00059399 | 0.0003421 | 0.0001737 | 0.00051985 | 0.00015985 | 5.0489e-05 | -2.1041e-05
360.1895 | 0.00089977 | 0.00058588 | 0.0003554 | 0.00024244 | 0.00058074 | 0.00020981 | 3.7182e-05 | 4.3656e-05
361.0126 | 0.00091972 | 0.00060091 | 0.00036038 | 0.00028833 | 0.00050618 | 0.00024139 | 1.7907e-05 | 8.6523e-05
361.8356 | 0.00096727 | 0.00064551 | 0.00036425 | 0.0002523 | 0.00052934 | 0.00019212 | 4.1085e-05 | 1.0003e-05
362.6584 | 0.00095929 | 0.00068115 | 0.00028923 | 0.00028918 | 0.00065444 | 0.00029779 | 0.00014407 | 0.00013475
363.4813 | 0.0010812 | 0.00063411 | 0.00040726 | 0.00015552 | 0.00060933 | 0.00025584 | 0.00014657 | -6.9569e-06
364.304 | 0.001066 | 0.00064445 | 0.00033521 | 0.00014868 | 0.00056129 | 0.00027618 | -4.7931e-05 | -3.4939e-05
365.1267 | 0.001112 | 0.00067696 | 0.00039126 | 0.00021547 | 0.00050766 | 0.00028666 | 8.0236e-05 | -3.9496e-05
365.9493 | 0.0011485 | 0.00064903 | 0.00037591 | 0.00022929 | 0.00057481 | 0.00021505 | 8.8611e-05 | -9.436e-06
366.7718 | 0.0010986 | 0.0005967 | 0.00039601 | 0.00024405 | 0.00049209 | 0.00020737 | 8.3047e-05 | 5.382e-05
367.5942 | 0.00112 | 0.00072511 | 0.00027151 | 0.00020767 | 0.00059887 | 0.0002117 | 0.00017838 | 0.00010289
368.4166 | 0.0011352 | 0.00068568 | 0.00032615 | 0.00015044 | 0.00054415 | 0.00024901 | 7.5123e-05 | 2.3229e-05
369.2389 | 0.0011882 | 0.0007697 | 0.00044327 | 0.00024551 | 0.00051722 | 0.00030214 | 5.9373e-06 | 4.5719e-05
370.0611 | 0.0012436 | 0.00066072 | 0.00034388 | 0.00015556 | 0.00057415 | 0.0002452 | 1.2604e-05 | 1.501e-05
370.8832 | 0.0012651 | 0.00065712 | 0.00037447 | 0.00021416 | 0.00059876 | 0.00019446 | -8.0692e-06 | 5.265e-05
371.7052 | 0.0012945 | 0.00072432 | 0.0003444 | 0.00025118 | 0.00058322 | 0.00025122 | 0.00010206 | 0.00012999
372.5272 | 0.0013694 | 0.00077304 | 0.00038279 | 0.00020576 | 0.00063766 | 0.00024023 | 6.969e-05 | 1.1021e-05
373.3491 | 0.0013869 | 0.00077912 | 0.0004803 | 0.00024686 | 0.00057835 | 0.00029967 | 9.9967e-05 | 8.3182e-05
374.1709 | 0.0013644 | 0.00077193 | 0.00046904 | 0.00024156 | 0.00046882 | 0.00031952 | 2.9024e-05 | -8.5247e-07
374.9926 | 0.0014609 | 0.00079075 | 0.00035772 | 0.00022566 | 0.00058752 | 0.00028066 | -8.697e-06 | -3.2508e-05
375.8143 | 0.0014696 | 0.00072657 | 0.00045999 | 0.00016932 | 0.00049974 | 0.00030143 | 7.6542e-05 | 5.2618e-05
376.6359 | 0.0015341 | 0.00076683 | 0.00037373 | 0.00015556 | 0.00061635 | 0.00021296 | 6.5933e-06 | 5.0573e-05
377.4574 | 0.0015957 | 0.00078175 | 0.00037332 | 0.00021549 | 0.00057157 | 0.00027607 | 2.6393e-05 | -1.1351e-05
378.2788 | 0.0016428 | 0.00075924 | 0.00033741 | 0.00021631 | 0.00049161 | 0.00023277 | -4.7122e-05 | 6.9635e-05
379.1002 | 0.0017511 | 0.00084128 | 0.00035608 | 0.00018037 | 0.00049707 | 0.00022439 | 8.4641e-05 | 4.4266e-05
379.9215 | 0.0018326 | 0.00080126 | 0.0003369 | 0.00022081 | 0.00054707 | 0.00021967 | 9.7987e-05 | 8.4208e-05
380.7427 | 0.0019422 | 0.00078792 | 0.00035674 | 0.00015629 | 0.0005037 | 0.00022724 | 3.7694e-06 | 8.1568e-05
381.5638 | 0.0020519 | 0.00082615 | 0.0003547 | 0.00018565 | 0.00053227 | 0.00021828 | 4.6017e-05 | 2.3667e-06
382.3849 | 0.0022191 | 0.00089368 | 0.00040244 | 0.00025277 | 0.00060031 | 0.0002326 | 5.1206e-05 | 8.0306e-05
383.2058 | 0.0024164 | 0.00083257 | 0.0003917 | 0.0002123 | 0.00051737 | 0.0002592 | 9.5877e-05 | 0.00011193
384.0267 | 0.0026594 | 0.00089689 | 0.00040967 | 0.00028897 | 0.00052539 | 0.00027092 | -8.9611e-06 | 8.0118e-05
384.8475 | 0.0029245 | 0.00091531 | 0.00047913 | 0.00018823 | 0.000549 | 0.00024037 | 5.6522e-05 | 5.6997e-05
385.6683 | 0.0032055 | 0.0008907 | 0.00039087 | 0.00025258 | 0.00058384 | 0.00029522 | 0.00016952 | 6.4289e-05
386.489 | 0.0035918 | 0.00095222 | 0.00038332 | 0.0002471 | 0.0006111 | 0.00019525 | 2.3177e-05 | 2.1507e-05
387.3095 | 0.0040042 | 0.00087862 | 0.00040596 | 0.00026659 | 0.00067538 | 0.00022174 | 8.9581e-05 | 2.267e-05
388.13 | 0.0045408 | 0.0010006 | 0.00040605 | 0.00019221 | 0.00059403 | 0.00018764 | 3.1397e-05 | -2.3266e-05
388.9505 | 0.0051782 | 0.0010118 | 0.00040438 | 0.0002428 | 0.00067295 | 0.00020509 | 4.4404e-05 | 4.9141e-05
389.7708 | 0.0058905 | 0.0010406 | 0.00038363 | 0.00023653 | 0.00063896 | 0.00025002 | 7.2806e-05 | 2.5055e-05
390.5911 | 0.0067979 | 0.0010493 | 0.00036466 | 0.00021837 | 0.00065268 | 0.00019375 | 6.1384e-05 | 4.2798e-05
391.4113 | 0.0078363 | 0.0011497 | 0.00047617 | 0.00025462 | 0.00061431 | 0.0002544 | -2.6003e-06 | 0.00010269
392.2314 | 0.009047 | 0.001115 | 0.00033688 | 0.00024489 | 0.00072966 | 0.00019532 | 7.9349e-05 | 8.6894e-05
393.0515 | 0.010603 | 0.0011646 | 0.00044137 | 0.00023377 | 0.00081344 | 0.00020465 | 7.2231e-05 | 7.168e-05
393.8715 | 0.0124 | 0.0013035 | 0.00043723 | 0.00027846 | 0.0007791 | 0.00021948 | 9.8218e-05 | 8.1831e-05
394.6914 | 0.014521 | 0.0013523 | 0.00048369 | 0.0002755 | 0.00090563 | 0.00017471 | 1.1449e-05 | 4.7044e-05
395.5112 | 0.017152 | 0.001384 | 0.00042146 | 0.00029883 | 0.00097195 | 0.00020923 | -1.1759e-05 | -6.6419e-06
396.3309 | 0.020346 | 0.0014819 | 0.00048704 | 0.00030027 | 0.0010979 | 0.00021798 | 5.5186e-05 | -4.9589e-05
397.1506 | 0.024256 | 0.0016284 | 0.00051569 | 0.00037829 | 0.0012729 | 0.00022376 | -7.3853e-06 | -8.066e-06
397.9702 | 0.029085 | 0.0017946 | 0.00051686 | 0.00027984 | 0.0013352 | 0.00024462 | 4.7604e-05 | -2.1284e-05
398.7897 | 0.035266 | 0.001905 | 0.00048706 | 0.00031533 | 0.0015731 | 0.00024196 | 5.9502e-05 | 5.4423e-05
399.6091 | 0.042609 | 0.0020924 | 0.00049901 | 0.00035879 | 0.0018519 | 0.0002078 | 5.3557e-05 | 7.5653e-05
400.4285 | 0.051441 | 0.0023917 | 0.00045461 | 0.00031978 | 0.002213 | 0.00023654 | 3.6759e-05 | 6.9704e-05
401.2477 | 0.062653 | 0.002619 | 0.00052575 | 0.00037046 | 0.0024906 | 0.00024238 | 6.8988e-05 | 5.3499e-05
402.067 | 0.076007 | 0.002964 | 0.00050681 | 0.00033233 | 0.0029107 | 0.00021132 | 5.2585e-05 | -1.3845e-05
402.8861 | 0.092105 | 0.0034506 | 0.0005654 | 0.00042822 | 0.0033411 | 0.00023519 | 4.5907e-05 | -2.7429e-06
403.7051 | 0.11145 | 0.0038902 | 0.00061869 | 0.00043222 | 0.0040457 | 0.00022763 | 3.1719e-05 | 1.9961e-06
404.5241 | 0.13389 | 0.0044651 | 0.00060753 | 0.00047901 | 0.0047334 | 0.00020525 | 5.2609e-05 | 1.4602e-05
405.343 | 0.16072 | 0.0052557 | 0.00068079 | 0.00044582 | 0.005516 | 0.00020959 | 1.4473e-05 | 8.8841e-05
406.1618 | 0.19181 | 0.0059793 | 0.00067023 | 0.00048458 | 0.0064211 | 0.00018016 | 1.0701e-05 | 2.988e-05
406.9805 | 0.2275 | 0.0070139 | 0.00064199 | 0.00049125 | 0.0075635 | 0.00022597 | 5.8592e-05 | 8.2401e-05
407.7992 | 0.26888 | 0.00821 | 0.00065372 | 0.00050491 | 0.0086871 | 0.00021487 | 3.2303e-05 | 2.0288e-05
408.6178 | 0.31663 | 0.0095971 | 0.00068897 | 0.00055146 | 0.010161 | 0.00021341 | 4.6e-05 | 4.4372e-05
409.4363 | 0.36986 | 0.011331 | 0.00075422 | 0.00056421 | 0.011606 | 0.00023837 | 2.3053e-05 | 3.6503e-05
410.2547 | 0.43112 | 0.013326 | 0.00081338 | 0.00054149 | 0.013222 | 0.00028613 | 6.3792e-05 | 3.8699e-05
411.0731 | 0.49856 | 0.015723 | 0.00080426 | 0.00058069 | 0.014858 | 0.00026212 | -1.5578e-07 | 4.0935e-05
411.8914 | 0.57264 | 0.018693 | 0.00086886 | 0.00059773 | 0.016831 | 0.00027951 | 7.4752e-05 | 7.1605e-05
412.7096 | 0.65092 | 0.021897 | 0.00090618 | 0.00065218 | 0.018807 | 0.00016816 | 3.9566e-05 | 6.7399e-06
413.5277 | 0.73043 | 0.025986 | 0.00092488 | 0.00066755 | 0.020686 | 0.00019886 | 4.9075e-05 | 1.8193e-05
414.3457 | 0.80881 | 0.030721 | 0.0009292 | 0.00064162 | 0.022771 | 0.00021629 | 5.7827e-05 | -1.1979e-05
415.1637 | 0.87908 | 0.036273 | 0.001086 | 0.00074489 | 0.024727 | 0.0002791 | 8.4191e-05 | 9.9032e-05
415.9816 | 0.93813 | 0.042663 | 0.0011017 | 0.00073465 | 0.026769 | 0.00032723 | 7.113e-05 | 1.062e-05
416.7994 | 0.98027 | 0.050183 | 0.0012324 | 0.00073977 | 0.028869 | 0.00032573 | 4.8158e-05 | 1.7471e-05
417.6171 | 1 | 0.058666 | 0.0013285 | 0.00077005 | 0.030677 | 0.00039689 | -2.5187e-05 | 2.4187e-05
418.4348 | 0.99632 | 0.068471 | 0.0013738 | 0.00084534 | 0.032326 | 0.00038015 | 4.3851e-05 | 6.2165e-05
419.2524 | 0.97206 | 0.079848 | 0.00146 | 0.00081328 | 0.033937 | 0.00035508 | 3.5364e-05 | -3.5181e-05
420.0699 | 0.92638 | 0.092702 | 0.0015605 | 0.00083851 | 0.034953 | 0.0004195 | 2.0363e-05 | -3.6855e-05
420.8873 | 0.86631 | 0.10681 | 0.0017424 | 0.00083878 | 0.035902 | 0.00047769 | -6.3973e-06 | 3.5633e-05
421.7047 | 0.79476 | 0.12223 | 0.0018777 | 0.00086856 | 0.03645 | 0.00052317 | 5.9313e-05 | -7.4271e-06
422.5219 | 0.71912 | 0.1396 | 0.0020873 | 0.00083836 | 0.036675 | 0.00059803 | 4.3765e-05 | 5.7399e-05
423.3391 | 0.6459 | 0.15897 | 0.0022881 | 0.00086725 | 0.036658 | 0.0006096 | -6.8806e-06 | 2.0891e-05
424.1563 | 0.57673 | 0.17907 | 0.002618 | 0.00083893 | 0.035964 | 0.00079726 | 3.3718e-05 | 4.098e-06
424.9733 | 0.51489 | 0.20098 | 0.0027465 | 0.0008688 | 0.035114 | 0.00078975 | 1.8467e-05 | 3.7116e-05
425.7903 | 0.46031 | 0.22466 | 0.0031274 | 0.00083898 | 0.034191 | 0.00092326 | 5.7406e-05 | 6.284e-05
426.6072 | 0.4155 | 0.24984 | 0.0035673 | 0.00088082 | 0.033103 | 0.0010621 | 4.4732e-05 | 6.5826e-06
427.424 | 0.37612 | 0.27687 | 0.003915 | 0.00085431 | 0.03199 | 0.0012026 | 2.9135e-05 | 6.3921e-05
428.2407 | 0.34354 | 0.30687 | 0.0044921 | 0.00087626 | 0.030563 | 0.0013205 | 6.7435e-05 | -1.5063e-05
429.0574 | 0.31445 | 0.33875 | 0.0050399 | 0.00081652 | 0.029375 | 0.001565 | 5.3495e-05 | 3.071e-05
429.874 | 0.28834 | 0.37329 | 0.0057384 | 0.00088719 | 0.028055 | 0.0018412 | 3.242e-05 | -1.6882e-05
430.6905 | 0.26496 | 0.41062 | 0.0065579 | 0.00079922 | 0.027033 | 0.0019737 | 5.6347e-05 | 1.002e-05
431.5069 | 0.24286 | 0.45197 | 0.0074585 | 0.00090853 | 0.025816 | 0.0022959 | 6.4966e-05 | -3.8841e-06
432.3232 | 0.22215 | 0.49473 | 0.0084726 | 0.00090127 | 0.024464 | 0.0025106 | 4.8878e-05 | 6.9978e-05
433.1395 | 0.20275 | 0.54217 | 0.0096064 | 0.00085354 | 0.023576 | 0.0029146 | 6.8065e-05 | -5.0199e-06
433.9557 | 0.18423 | 0.58946 | 0.011209 | 0.00090776 | 0.022576 | 0.0032941 | 2.7644e-05 | 5.8996e-05
434.7718 | 0.16715 | 0.64168 | 0.012778 | 0.00088858 | 0.021764 | 0.0035939 | 7.1826e-07 | 3.1468e-05
435.5879 | 0.15176 | 0.69447 | 0.014736 | 0.00093249 | 0.020678 | 0.0040038 | 4.3028e-05 | 2.6157e-05
436.4038 | 0.13795 | 0.74607 | 0.016761 | 0.00095045 | 0.019784 | 0.0044033 | 4.1805e-05 | 3.4106e-05
437.2197 | 0.1257 | 0.79691 | 0.019202 | 0.0010099 | 0.019048 | 0.0047371 | 1.8169e-05 | 9.3729e-06
438.0356 | 0.11545 | 0.84628 | 0.021968 | 0.00098263 | 0.018139 | 0.0050562 | 1.8461e-05 | 4.6432e-05
438.8513 | 0.10625 | 0.88995 | 0.025012 | 0.0010916 | 0.017346 | 0.0054606 | 3.3564e-05 | 1.108e-05
439.6669 | 0.098611 | 0.92806 | 0.028633 | 0.0010902 | 0.016566 | 0.0056971 | 1.0102e-05 | 4.8277e-05
440.4825 | 0.09191 | 0.96077 | 0.032733 | 0.0011591 | 0.015738 | 0.0058824 | 6.293e-05 | 1.8805e-05
441.298 | 0.086474 | 0.98368 | 0.037302 | 0.001165 | 0.015002 | 0.006049 | 4.8252e-05 | 4.5978e-05
442.1134 | 0.081461 | 0.99537 | 0.042226 | 0.0013015 | 0.01418 | 0.0063034 | 4.3195e-05 | 5.1625e-05
442.9288 | 0.076728 | 1 | 0.048041 | 0.0013425 | 0.013488 | 0.0062952 | 2.4581e-05 | 1.3479e-05
443.744 | 0.072296 | 0.99358 | 0.05466 | 0.0014582 | 0.012787 | 0.0060929 | 5.855e-05 | 2.5121e-05
444.5593 | 0.068138 | 0.97566 | 0.061763 | 0.0015397 | 0.012106 | 0.006097 | 8.6532e-06 | -1.3759e-05
445.3744 | 0.064288 | 0.94839 | 0.07006 | 0.0016843 | 0.011395 | 0.0058869 | 4.2394e-05 | 2.6044e-05
446.1894 | 0.060055 | 0.91063 | 0.079207 | 0.0019233 | 0.010686 | 0.005699 | 1.509e-05 | 5.392e-05
447.0044 | 0.05633 | 0.86591 | 0.088913 | 0.002058 | 0.0099862 | 0.0054755 | 6.2595e-05 | -2.0779e-06
447.8192 | 0.052552 | 0.81339 | 0.10061 | 0.0022826 | 0.0094428 | 0.0052856 | 3.884e-05 | 3.4824e-05
448.6341 | 0.048916 | 0.75626 | 0.11334 | 0.0024934 | 0.0088343 | 0.0050863 | 4.5787e-05 | 5.9731e-06
449.4488 | 0.045467 | 0.69514 | 0.12735 | 0.0028031 | 0.0082791 | 0.0049773 | 6.0596e-05 | 2.5112e-05
450.2635 | 0.042174 | 0.63505 | 0.1434 | 0.0030343 | 0.00766 | 0.0048481 | 6.3115e-05 | 3.2828e-05
451.078 | 0.039083 | 0.57699 | 0.16148 | 0.0035231 | 0.0072409 | 0.0047256 | 3.5403e-06 | 5.3508e-05
451.8925 | 0.036436 | 0.52206 | 0.1812 | 0.0038582 | 0.0067491 | 0.0046239 | 2.5178e-05 | 3.9123e-05
452.7069 | 0.03384 | 0.47341 | 0.20381 | 0.0043147 | 0.0063086 | 0.0045482 | 6.7664e-05 | -6.6389e-07
453.5213 | 0.031692 | 0.42835 | 0.22841 | 0.0048732 | 0.0060562 | 0.0045111 | 3.7514e-05 | 2.8317e-05
454.3356 | 0.029444 | 0.38942 | 0.25646 | 0.0054881 | 0.0057741 | 0.0043859 | 1.8388e-05 | 1.4768e-05
455.1497 | 0.027803 | 0.3552 | 0.28695 | 0.0061903 | 0.0054813 | 0.0043564 | 4.6753e-05 | 4.4039e-05
455.9639 | 0.026273 | 0.32586 | 0.32066 | 0.0069518 | 0.0054077 | 0.0042239 | 3.3889e-05 | 3.0233e-05
456.7779 | 0.02485 | 0.29964 | 0.35758 | 0.0077449 | 0.0052797 | 0.0041541 | -3.0415e-06 | 1.4224e-05
457.5919 | 0.023552 | 0.27601 | 0.39754 | 0.0088057 | 0.0052707 | 0.0040339 | 6.6692e-05 | 9.1107e-06
458.4058 | 0.022669 | 0.25463 | 0.44038 | 0.0098749 | 0.0052473 | 0.0040217 | 3.8657e-05 | 4.6198e-06
459.2195 | 0.021797 | 0.23448 | 0.48508 | 0.011165 | 0.0053205 | 0.0037972 | 2.2561e-05 | 5.1611e-05
460.0333 | 0.021079 | 0.21569 | 0.53282 | 0.012478 | 0.0053588 | 0.0036485 | 2.22e-05 | 3.3728e-06
460.8469 | 0.020422 | 0.19787 | 0.58235 | 0.014103 | 0.00549 | 0.0034788 | 1.5691e-05 | 3.2791e-05
461.6605 | 0.01991 | 0.18075 | 0.63308 | 0.015786 | 0.0055299 | 0.0033536 | 2.4719e-05 | -7.7492e-07
462.474 | 0.019515 | 0.1649 | 0.68563 | 0.017678 | 0.0057423 | 0.0031828 | 2.6313e-05 | 5.5064e-05
463.2874 | 0.019212 | 0.14935 | 0.73538 | 0.020032 | 0.0058184 | 0.003187 | 3.7745e-05 | 3.9182e-05
464.1008 | 0.01894 | 0.13487 | 0.78417 | 0.022234 | 0.0060254 | 0.002992 | 1.1716e-05 | 2.917e-05
464.914 | 0.018629 | 0.12167 | 0.82969 | 0.025001 | 0.0061327 | 0.0029795 | 2.3706e-05 | 6.2267e-05
465.7272 | 0.018373 | 0.10945 | 0.87167 | 0.027918 | 0.0063622 | 0.00285 | 3.6591e-05 | 3.1905e-05
466.5403 | 0.018233 | 0.098288 | 0.90931 | 0.03119 | 0.0065834 | 0.0028152 | 5.3452e-05 | -2.5643e-06
467.3534 | 0.018123 | 0.088659 | 0.94006 | 0.034883 | 0.0068149 | 0.0027128 | 1.109e-05 | 1.4494e-05
468.1663 | 0.017936 | 0.079762 | 0.9657 | 0.038902 | 0.0070756 | 0.0027092 | -4.7487e-07 | 5.6536e-05
468.9792 | 0.017823 | 0.072299 | 0.98336 | 0.043514 | 0.0073255 | 0.00268 | 2.6166e-05 | 3.789e-05
469.792 | 0.017675 | 0.065497 | 0.9955 | 0.048198 | 0.0078202 | 0.0025981 | 3.1672e-05 | 2.7464e-05
470.6047 | 0.017491 | 0.059559 | 1 | 0.053797 | 0.0081931 | 0.0025213 | 5.3713e-05 | 7.8473e-05
471.4174 | 0.017346 | 0.05458 | 0.99716 | 0.059943 | 0.0087014 | 0.0024752 | 4.4792e-05 | 1.5789e-05
472.2299 | 0.017065 | 0.049862 | 0.98736 | 0.066789 | 0.0093562 | 0.0023885 | 2.1273e-05 | 2.879e-05
473.0424 | 0.016758 | 0.046011 | 0.9719 | 0.074433 | 0.010063 | 0.0022873 | 3.0147e-05 | -9.9973e-06
473.8549 | 0.016627 | 0.042289 | 0.95173 | 0.0827 | 0.01091 | 0.0022941 | 3.9432e-05 | 2.0786e-05
474.6672 | 0.016124 | 0.038866 | 0.92675 | 0.092064 | 0.011918 | 0.0021899 | 2.9285e-05 | 4.3139e-05
475.4795 | 0.01591 | 0.035624 | 0.89611 | 0.10217 | 0.01303 | 0.002149 | 2.7891e-05 | 6.1203e-05
476.2916 | 0.015422 | 0.032848 | 0.86329 | 0.11384 | 0.014261 | 0.0020715 | 3.07e-05 | -1.0958e-05
477.1037 | 0.015012 | 0.030185 | 0.82742 | 0.12658 | 0.01564 | 0.0020232 | 6.7866e-05 | 7.6345e-06
477.9158 | 0.014609 | 0.027661 | 0.79023 | 0.14057 | 0.017202 | 0.0018858 | 3.2645e-05 | 3.0145e-05
478.7277 | 0.014168 | 0.025421 | 0.75208 | 0.15632 | 0.01908 | 0.0018438 | 6.082e-05 | 4.2285e-05
479.5396 | 0.01362 | 0.023219 | 0.71314 | 0.17414 | 0.021112 | 0.0017558 | 1.4631e-05 | 6.1306e-05
480.3514 | 0.013173 | 0.021136 | 0.67434 | 0.19309 | 0.023584 | 0.0016547 | 2.8214e-05 | 3.1774e-05
481.1631 | 0.012672 | 0.019306 | 0.63598 | 0.21468 | 0.026187 | 0.0016461 | 6.3664e-05 | 1.0701e-05
481.9748 | 0.012231 | 0.017579 | 0.5995 | 0.23825 | 0.029277 | 0.0016005 | 1.9003e-05 | -1.099e-05
482.7863 | 0.011712 | 0.015948 | 0.56422 | 0.26466 | 0.032866 | 0.0015059 | 7.8031e-05 | 1.6501e-05
483.5978 | 0.011212 | 0.014529 | 0.5299 | 0.29316 | 0.036923 | 0.0015005 | 5.7747e-05 | 2.2791e-05
484.4092 | 0.010768 | 0.013278 | 0.49681 | 0.32481 | 0.04131 | 0.0014121 | 2.6956e-05 | 6.1357e-05
485.2206 | 0.010291 | 0.011984 | 0.46651 | 0.35897 | 0.046595 | 0.0014193 | 5.7533e-05 | 1.3739e-06
486.0318 | 0.0098774 | 0.011051 | 0.43704 | 0.39626 | 0.052356 | 0.0013516 | 1.957e-05 | 4.8644e-05
486.843 | 0.0094401 | 0.010104 | 0.41106 | 0.43652 | 0.059237 | 0.0013599 | 2.7968e-05 | 1.8867e-05
487.6541 | 0.009103 | 0.0093211 | 0.38442 | 0.47882 | 0.066386 | 0.0013203 | 4.5071e-05 | 5.0339e-05
488.4651 | 0.008646 | 0.0086066 | 0.36128 | 0.5236 | 0.074951 | 0.0013113 | 9.5965e-05 | 7.7124e-05
489.2761 | 0.0083517 | 0.0079951 | 0.33839 | 0.57066 | 0.084167 | 0.0012576 | 6.2857e-05 | 6.0575e-05
490.0869 | 0.0080594 | 0.0074426 | 0.31669 | 0.61869 | 0.09462 | 0.0012082 | 2.2147e-05 | 3.1591e-05
490.8977 | 0.0077258 | 0.0068918 | 0.2968 | 0.66754 | 0.10601 | 0.0012267 | 2.1264e-05 | 2.4074e-05
491.7085 | 0.0075056 | 0.0063493 | 0.27806 | 0.71691 | 0.11876 | 0.0011758 | 8.8063e-05 | 7.1199e-05
492.5191 | 0.0073142 | 0.0060122 | 0.25966 | 0.76587 | 0.13274 | 0.0011991 | 1.9188e-05 | 3.432e-05
493.3297 | 0.0070942 | 0.0055722 | 0.24185 | 0.811 | 0.14774 | 0.0011585 | 4.6218e-05 | 3.3783e-05
494.1401 | 0.0068795 | 0.0051882 | 0.22581 | 0.85537 | 0.16354 | 0.0010983 | 1.5746e-05 | 1.8137e-05
494.9505 | 0.006778 | 0.0048629 | 0.21079 | 0.89445 | 0.18086 | 0.001105 | 5.2286e-05 | 1.8545e-05
495.7609 | 0.0066121 | 0.004532 | 0.19601 | 0.92882 | 0.19934 | 0.0011083 | 4.2771e-05 | 3.3451e-05
496.5711 | 0.0064759 | 0.0042473 | 0.18219 | 0.95745 | 0.21919 | 0.0011133 | 5.0479e-05 | 3.2236e-05
497.3813 | 0.0063432 | 0.0040773 | 0.17001 | 0.97934 | 0.23974 | 0.0010796 | 1.9757e-05 | 4.5748e-05
498.1914 | 0.0063306 | 0.0037978 | 0.15726 | 0.9929 | 0.26144 | 0.0011043 | 5.6312e-05 | 3.5234e-05
499.0014 | 0.0061476 | 0.0035162 | 0.14628 | 1 | 0.28444 | 0.0011188 | 3.4143e-05 | 1.7713e-05
499.8114 | 0.0061118 | 0.0033338 | 0.13538 | 0.99847 | 0.30741 | 0.0011589 | 3.429e-05 | 5.9185e-05
500.6212 | 0.0060365 | 0.0031433 | 0.12576 | 0.99208 | 0.33205 | 0.0012251 | 4.5792e-05 | 4.9132e-05
501.431 | 0.0059342 | 0.0030197 | 0.11663 | 0.97803 | 0.35707 | 0.0012372 | 2.2487e-05 | 5.4032e-05
502.2407 | 0.005831 | 0.0028574 | 0.10847 | 0.95772 | 0.3828 | 0.0013137 | 4.9431e-05 | 1.2938e-05
503.0504 | 0.0058232 | 0.0026639 | 0.10024 | 0.93183 | 0.40914 | 0.0013699 | 1.9253e-05 | 3.0842e-05
503.8599 | 0.0057105 | 0.0025566 | 0.093097 | 0.90098 | 0.43525 | 0.001454 | 6.8212e-05 | 2.0942e-05
504.6694 | 0.0056193 | 0.0024536 | 0.086666 | 0.86737 | 0.46171 | 0.0015046 | 4.1944e-05 | 3.9717e-05
505.4788 | 0.0055755 | 0.0023979 | 0.080471 | 0.83227 | 0.48811 | 0.0015882 | 3.266e-05 | 3.8939e-05
506.2881 | 0.0054978 | 0.0022797 | 0.075091 | 0.79476 | 0.51502 | 0.0017167 | 5.3953e-05 | -1.2363e-06
507.0974 | 0.0054126 | 0.0022189 | 0.069663 | 0.75821 | 0.54115 | 0.0018251 | 7.0916e-05 | 1.1354e-05
507.9066 | 0.0053214 | 0.0021019 | 0.064988 | 0.72043 | 0.56742 | 0.0020112 | 7.0797e-05 | 3.0823e-05
508.7156 | 0.005264 | 0.002071 | 0.060741 | 0.68483 | 0.59343 | 0.0022042 | 3.5117e-05 | 4.7202e-05
509.5247 | 0.0051313 | 0.0019857 | 0.056399 | 0.64988 | 0.61757 | 0.002381 | 3.1667e-05 | 4.4913e-05
510.3336 | 0.0050785 | 0.0019045 | 0.052375 | 0.61683 | 0.64323 | 0.0026042 | 5.3829e-05 | 1.9024e-05
511.1425 | 0.0049557 | 0.001872 | 0.048948 | 0.58512 | 0.66613 | 0.0028173 | 5.6946e-05 | 3.4846e-05
511.9512 | 0.0048447 | 0.0018752 | 0.045563 | 0.5553 | 0.68879 | 0.0030682 | 3.6393e-05 | 5.1344e-05
512.7599 | 0.0047051 | 0.0017974 | 0.04234 | 0.52756 | 0.71081 | 0.0033986 | 4.9823e-05 | 4.5188e-07
513.5686 | 0.0046352 | 0.0017276 | 0.039631 | 0.50187 | 0.73211 | 0.0037322 | 5.53e-05 | 6.1499e-05
514.3771 | 0.0044498 | 0.001704 | 0.036888 | 0.4774 | 0.75167 | 0.0040748 | 2.4123e-05 | 3.5655e-05
515.1856 | 0.0043846 | 0.0016533 | 0.034145 | 0.45433 | 0.77068 | 0.0045516 | 1.4856e-05 | 7.0621e-06
515.994 | 0.0042838 | 0.0016314 | 0.031731 | 0.43203 | 0.78876 | 0.0050338 | 6.314e-05 | 5.0248e-05
516.8023 | 0.0041227 | 0.0016129 | 0.029551 | 0.41125 | 0.80669 | 0.0055256 | 5.7707e-05 | 7.2148e-05
517.6105 | 0.0040178 | 0.001585 | 0.027458 | 0.39051 | 0.82277 | 0.0061362 | 3.2011e-05 | 4.6998e-06
518.4187 | 0.0038824 | 0.0015164 | 0.025513 | 0.37093 | 0.83809 | 0.0067476 | 7.8103e-05 | 5.4137e-05
519.2268 | 0.0038093 | 0.0015037 | 0.023661 | 0.35189 | 0.85184 | 0.0075966 | 6.2157e-05 | 3.4233e-05
520.0349 | 0.0036482 | 0.0014201 | 0.022055 | 0.33302 | 0.86502 | 0.0082191 | 5.7443e-05 | 4.1816e-05
520.8428 | 0.0035473 | 0.0014202 | 0.020386 | 0.31556 | 0.87866 | 0.0091679 | 5.2493e-05 | 3.5586e-05
521.6506 | 0.0034209 | 0.0013938 | 0.01911 | 0.29831 | 0.89102 | 0.01012 | 5.438e-05 | 3.8342e-05
522.4584 | 0.0033359 | 0.0013792 | 0.017808 | 0.28108 | 0.90174 | 0.011257 | 7.1434e-05 | 5.5733e-05
523.2661 | 0.0031836 | 0.001386 | 0.016503 | 0.26426 | 0.91107 | 0.012388 | 5.2387e-05 | 3.8739e-05
524.0737 | 0.0030916 | 0.0013491 | 0.015403 | 0.24846 | 0.92078 | 0.013742 | 3.6555e-05 | 5.5247e-05
524.8813 | 0.0030014 | 0.0013321 | 0.014358 | 0.23351 | 0.93007 | 0.015184 | 7.1813e-05 | 4.5008e-05
525.6887 | 0.0029361 | 0.0013005 | 0.013388 | 0.21892 | 0.93769 | 0.016594 | 5.0119e-05 | 4.7642e-05
526.4962 | 0.0028299 | 0.0012567 | 0.01243 | 0.20519 | 0.94481 | 0.018458 | 5.1294e-05 | 3.3865e-05
527.3035 | 0.0027337 | 0.0012434 | 0.011687 | 0.19224 | 0.95355 | 0.020283 | 7.6694e-05 | 2.6253e-05
528.1107 | 0.0026852 | 0.0012452 | 0.01095 | 0.17959 | 0.95826 | 0.022212 | 8.5137e-05 | 3.5837e-05
528.9178 | 0.0026129 | 0.0012206 | 0.010256 | 0.16801 | 0.96377 | 0.024444 | 6.8074e-05 | 2.5415e-05
529.7249 | 0.0025192 | 0.0012473 | 0.0095817 | 0.15712 | 0.96818 | 0.02681 | 5.7099e-05 | 4.5163e-05
530.5319 | 0.0024713 | 0.0012176 | 0.008935 | 0.14708 | 0.973 | 0.029458 | 7.8329e-05 | 5.3229e-05
531.3389 | 0.0023973 | 0.0011513 | 0.0082612 | 0.13763 | 0.97708 | 0.032292 | 2.9175e-05 | 2.8095e-05
532.1457 | 0.0023321 | 0.0011735 | 0.0078804 | 0.12913 | 0.98 | 0.035368 | 6.6187e-05 | 5.6142e-05
532.9525 | 0.0022889 | 0.0011484 | 0.0073387 | 0.12122 | 0.98344 | 0.03857 | 6.8615e-05 | 6.2548e-05
533.7592 | 0.0022398 | 0.0011445 | 0.0069518 | 0.1137 | 0.98636 | 0.042453 | 8.2848e-05 | 4.2288e-05
534.5658 | 0.0021794 | 0.0011347 | 0.0064354 | 0.10664 | 0.9884 | 0.046371 | 7.0881e-05 | 3.23e-05
535.3723 | 0.0021433 | 0.0011568 | 0.0060631 | 0.10064 | 0.99152 | 0.050512 | 7.4098e-05 | 5.717e-05
536.1788 | 0.0021016 | 0.0010966 | 0.0056605 | 0.094726 | 0.99329 | 0.054972 | 4.9307e-05 | 3.2376e-05
536.9852 | 0.002081 | 0.0011197 | 0.0053378 | 0.089025 | 0.99527 | 0.059914 | 7.7892e-05 | 4.553e-05
537.7915 | 0.0020023 | 0.0010681 | 0.0049973 | 0.083812 | 0.99587 | 0.065287 | 9.2148e-05 | 4.0103e-05
538.5977 | 0.0020102 | 0.0010573 | 0.0045976 | 0.07878 | 0.99624 | 0.070774 | 8.5023e-05 | 5.5411e-05
539.4039 | 0.0019451 | 0.0010861 | 0.0044384 | 0.07418 | 0.99836 | 0.076807 | 8.7237e-05 | 2.0414e-05
540.21 | 0.0019392 | 0.001057 | 0.0042124 | 0.069974 | 0.99862 | 0.083553 | 9.7169e-05 | 4.845e-05
541.0159 | 0.0018882 | 0.0010582 | 0.0039526 | 0.065844 | 0.99937 | 0.090553 | 0.00012572 | 5.1189e-05
541.8218 | 0.0018668 | 0.0010661 | 0.0036916 | 0.061895 | 1 | 0.098007 | 9.6531e-05 | 3.9447e-05
542.6277 | 0.001861 | 0.0010457 | 0.0034958 | 0.058122 | 0.99935 | 0.10601 | 8.0412e-05 | 2.5953e-05
543.4335 | 0.0018248 | 0.0010055 | 0.003323 | 0.054897 | 0.99878 | 0.11454 | 7.9352e-05 | 2.9499e-05
544.2391 | 0.0018007 | 0.0010361 | 0.0030989 | 0.051262 | 0.99896 | 0.12331 | 7.8139e-05 | 5.3656e-05
545.0448 | 0.001773 | 0.0010339 | 0.0029152 | 0.048085 | 0.99855 | 0.13295 | 0.00011413 | 3.9728e-05
545.8503 | 0.0017435 | 0.00099466 | 0.0028007 | 0.045185 | 0.99741 | 0.14311 | 0.00013278 | 6.0246e-05
546.6558 | 0.0017105 | 0.0010108 | 0.0026524 | 0.042225 | 0.99679 | 0.15416 | 0.00010504 | 6.496e-05
547.4611 | 0.0017058 | 0.00099957 | 0.0024932 | 0.039652 | 0.99496 | 0.16529 | 0.00011041 | 3.07e-05
548.2664 | 0.0016697 | 0.0010137 | 0.0023607 | 0.037134 | 0.99408 | 0.17698 | 0.00012525 | 8.1459e-05
549.0717 | 0.0016439 | 0.0010156 | 0.0023033 | 0.034783 | 0.99297 | 0.18955 | 0.00010355 | 3.6552e-05
549.8768 | 0.0016186 | 0.0010035 | 0.0022056 | 0.032574 | 0.99198 | 0.20275 | 0.00012446 | 7.7864e-05
550.6819 | 0.001585 | 0.0010128 | 0.0020822 | 0.030541 | 0.99007 | 0.21645 | 0.00015237 | 4.987e-05
551.4869 | 0.0015644 | 0.0009827 | 0.0020113 | 0.028645 | 0.98862 | 0.23069 | 0.00015073 | 5.8426e-05
552.2918 | 0.0015444 | 0.00099346 | 0.0019259 | 0.026943 | 0.98682 | 0.24581 | 0.00015488 | 5.3784e-05
553.0966 | 0.0015355 | 0.00097934 | 0.0018302 | 0.025237 | 0.98574 | 0.26081 | 0.00014533 | 3.4273e-05
553.9014 | 0.0015222 | 0.00099342 | 0.0017921 | 0.023721 | 0.98447 | 0.27673 | 0.00018573 | 5.8483e-05
554.7061 | 0.0014767 | 0.00096027 | 0.0017252 | 0.022258 | 0.98186 | 0.2944 | 0.00019958 | 5.2475e-05
555.5107 | 0.0014535 | 0.00096822 | 0.0016551 | 0.020873 | 0.97931 | 0.31173 | 0.00019998 | 4.482e-05
556.3152 | 0.0014259 | 0.00095781 | 0.0016067 | 0.019678 | 0.97729 | 0.32887 | 0.00022845 | 6.1422e-05
557.1196 | 0.0014019 | 0.00096896 | 0.0015547 | 0.018493 | 0.97396 | 0.34742 | 0.00022653 | 6.1955e-05
557.924 | 0.0013405 | 0.00093912 | 0.001484 | 0.017464 | 0.97262 | 0.3656 | 0.00025152 | 4.6621e-05
558.7283 | 0.0013534 | 0.000951 | 0.0014465 | 0.016491 | 0.9681 | 0.38452 | 0.00028194 | 8.0642e-05
559.5325 | 0.0013328 | 0.00092697 | 0.0014266 | 0.015509 | 0.9655 | 0.40343 | 0.00028101 | 8.488e-05
560.3367 | 0.0013182 | 0.00092448 | 0.0013949 | 0.014697 | 0.96253 | 0.42399 | 0.00032131 | 3.6187e-05
561.1407 | 0.001281 | 0.00092477 | 0.0013888 | 0.013779 | 0.9588 | 0.44381 | 0.00032669 | 3.8891e-05
561.9447 | 0.0012448 | 0.00092252 | 0.0013065 | 0.013034 | 0.95653 | 0.46409 | 0.00038494 | 6.8908e-05
562.7486 | 0.0012588 | 0.00091589 | 0.0012907 | 0.012319 | 0.95241 | 0.48494 | 0.0003993 | 6.2489e-05
563.5524 | 0.0012063 | 0.00092411 | 0.0012739 | 0.01168 | 0.94906 | 0.50538 | 0.00044773 | 7.4514e-05
564.3562 | 0.001211 | 0.00093552 | 0.0012661 | 0.011018 | 0.94561 | 0.526 | 0.00046779 | 8.0123e-05
565.1599 | 0.0011683 | 0.00090651 | 0.0012293 | 0.010491 | 0.94154 | 0.54702 | 0.00056306 | 7.9778e-05
565.9635 | 0.0011553 | 0.00087984 | 0.0012028 | 0.0098713 | 0.9368 | 0.56769 | 0.00054912 | 0.0001039
566.767 | 0.0011558 | 0.00089733 | 0.0011811 | 0.0093749 | 0.93267 | 0.58823 | 0.0006546 | 5.3645e-05
567.5704 | 0.0011029 | 0.0009034 | 0.0012038 | 0.0087947 | 0.92839 | 0.60866 | 0.0007358 | 7.6561e-05
568.3738 | 0.0010884 | 0.00085226 | 0.0011803 | 0.0084338 | 0.92431 | 0.62965 | 0.00077858 | 8.6668e-05
569.1771 | 0.0010796 | 0.0008754 | 0.0011783 | 0.0079663 | 0.91989 | 0.64972 | 0.00086203 | 7.8337e-05
569.9803 | 0.0010775 | 0.00089524 | 0.0011279 | 0.0074849 | 0.91524 | 0.67011 | 0.00093136 | 9.4047e-05
570.7834 | 0.0010588 | 0.00088033 | 0.0011379 | 0.0070882 | 0.91015 | 0.68977 | 0.0010269 | 5.5122e-05
571.5865 | 0.0010247 | 0.00085737 | 0.0011241 | 0.0067848 | 0.90482 | 0.70846 | 0.0010919 | 7.7286e-05
572.3895 | 0.0010209 | 0.00084163 | 0.0011262 | 0.0064 | 0.90137 | 0.72762 | 0.0012418 | 8.9869e-05
573.1924 | 0.0010099 | 0.00084458 | 0.0011118 | 0.0061138 | 0.89516 | 0.74577 | 0.0013868 | 8.9682e-05
573.9952 | 0.00096988 | 0.00084591 | 0.0011217 | 0.0057807 | 0.89023 | 0.76446 | 0.0014892 | 8.8127e-05
574.7979 | 0.00094786 | 0.00086636 | 0.0010997 | 0.0054728 | 0.88507 | 0.78181 | 0.0016724 | 8.9454e-05
575.6006 | 0.00094396 | 0.00080625 | 0.0011096 | 0.0051731 | 0.87952 | 0.7986 | 0.0017733 | 8.6144e-05
576.4032 | 0.00092704 | 0.00086203 | 0.0010875 | 0.0049448 | 0.8746 | 0.8152 | 0.002005 | 7.8558e-05
577.2057 | 0.00093581 | 0.00083748 | 0.0010968 | 0.004752 | 0.86838 | 0.83006 | 0.0022182 | 0.00011419
578.0081 | 0.00093609 | 0.00083037 | 0.0010932 | 0.0045043 | 0.86242 | 0.84577 | 0.0024325 | 7.8143e-05
578.8105 | 0.00089566 | 0.00081304 | 0.0011155 | 0.0042762 | 0.85761 | 0.86152 | 0.0026662 | 7.6891e-05
579.6128 | 0.00088916 | 0.00081907 | 0.0010646 | 0.0041111 | 0.85128 | 0.87412 | 0.0029535 | 7.2884e-05
580.415 | 0.00088014 | 0.00080506 | 0.0010979 | 0.0039306 | 0.84436 | 0.88716 | 0.003232 | 0.00010887
581.2171 | 0.00085509 | 0.00079506 | 0.0010519 | 0.0037423 | 0.8381 | 0.89976 | 0.0035768 | 0.00011127
582.0192 | 0.00086044 | 0.00081028 | 0.0010645 | 0.0036381 | 0.83206 | 0.91206 | 0.0039718 | 8.1198e-05
582.8211 | 0.00083319 | 0.00083662 | 0.0010597 | 0.003449 | 0.82616 | 0.92288 | 0.0043315 | 9.6199e-05
583.623 | 0.00081989 | 0.00081319 | 0.0010647 | 0.0032996 | 0.81912 | 0.93319 | 0.004884 | 0.00012386
584.4248 | 0.00080632 | 0.0007608 | 0.0010478 | 0.0032108 | 0.81299 | 0.94189 | 0.0053162 | 0.0001057
585.2266 | 0.00084077 | 0.00077946 | 0.0010677 | 0.0030965 | 0.80678 | 0.95118 | 0.0058735 | 0.00012612
586.0282 | 0.00078808 | 0.0007763 | 0.0010132 | 0.0029473 | 0.79913 | 0.95912 | 0.0064793 | 0.00013349
586.8298 | 0.00078962 | 0.0007274 | 0.0010454 | 0.002868 | 0.79365 | 0.96689 | 0.0070862 | 0.00012357
587.6313 | 0.00078605 | 0.00077025 | 0.0010434 | 0.002755 | 0.7861 | 0.97389 | 0.0078092 | 0.00011654
588.4327 | 0.0007815 | 0.00074583 | 0.0010409 | 0.0026546 | 0.77937 | 0.98003 | 0.008612 | 0.00014627
589.2341 | 0.0007554 | 0.00075048 | 0.0010307 | 0.0025419 | 0.77319 | 0.98453 | 0.0093794 | 0.00016617
590.0353 | 0.00075663 | 0.0007366 | 0.00102 | 0.0024665 | 0.76538 | 0.9891 | 0.010393 | 0.00019399
590.8365 | 0.00073708 | 0.00073986 | 0.0010428 | 0.0023766 | 0.75882 | 0.99359 | 0.011524 | 0.00017755
591.6376 | 0.00073882 | 0.00071789 | 0.0010821 | 0.0023167 | 0.7508 | 0.99625 | 0.01259 | 0.00023391
592.4387 | 0.0007029 | 0.00071858 | 0.0010278 | 0.0022608 | 0.74306 | 0.9978 | 0.013971 | 0.00030677
593.2397 | 0.00073746 | 0.00072796 | 0.0010101 | 0.0021397 | 0.73536 | 0.9995 | 0.015344 | 0.00034382
594.0405 | 0.00072297 | 0.00069334 | 0.0009956 | 0.0021107 | 0.72786 | 1 | 0.016735 | 0.00041225
594.8414 | 0.00070607 | 0.00068473 | 0.00098823 | 0.0020425 | 0.71951 | 0.99996 | 0.018592 | 0.00052163
595.6421 | 0.00069202 | 0.00067686 | 0.0010033 | 0.00196 | 0.71177 | 0.99947 | 0.020481 | 0.00063638
596.4427 | 0.00068237 | 0.00065536 | 0.0010103 | 0.001963 | 0.70387 | 0.99797 | 0.022506 | 0.00085109
597.2433 | 0.00068363 | 0.00071042 | 0.0010005 | 0.001872 | 0.69633 | 0.99759 | 0.024662 | 0.0010169
598.0438 | 0.00065128 | 0.00068805 | 0.00096229 | 0.0018189 | 0.68846 | 0.99479 | 0.027106 | 0.0012679
598.8442 | 0.00067323 | 0.00068676 | 0.00094722 | 0.0017765 | 0.68015 | 0.99172 | 0.029794 | 0.001523
599.6445 | 0.00066848 | 0.00064496 | 0.00094443 | 0.0016713 | 0.67277 | 0.98826 | 0.032569 | 0.0018558
600.4448 | 0.00066202 | 0.0006598 | 0.00095969 | 0.0016723 | 0.66484 | 0.98436 | 0.035792 | 0.0022053
601.245 | 0.00063835 | 0.00063544 | 0.00096117 | 0.0016273 | 0.65643 | 0.98005 | 0.03929 | 0.0026476
602.0451 | 0.00062398 | 0.00062992 | 0.00093347 | 0.0015828 | 0.64851 | 0.97531 | 0.043042 | 0.0029804
602.8452 | 0.00061638 | 0.00060322 | 0.00095061 | 0.0015433 | 0.64069 | 0.96949 | 0.047109 | 0.0034532
603.6451 | 0.00062329 | 0.00065618 | 0.0009751 | 0.0015039 | 0.63199 | 0.96371 | 0.051754 | 0.0039407
604.4449 | 0.00061192 | 0.00059796 | 0.00091314 | 0.0014767 | 0.62441 | 0.95782 | 0.056566 | 0.0044184
605.2448 | 0.00059191 | 0.00060335 | 0.00091056 | 0.0014169 | 0.61618 | 0.95152 | 0.061885 | 0.0049036
606.0445 | 0.00056819 | 0.00060904 | 0.00089726 | 0.0014195 | 0.60764 | 0.94389 | 0.067756 | 0.0054657
606.8441 | 0.00056091 | 0.00057439 | 0.00090068 | 0.001345 | 0.60024 | 0.93662 | 0.073953 | 0.0061487
607.6437 | 0.00056971 | 0.00059932 | 0.00089257 | 0.0012973 | 0.592 | 0.92918 | 0.080781 | 0.0068552
608.4432 | 0.00055411 | 0.00058565 | 0.00089993 | 0.0012614 | 0.58382 | 0.92092 | 0.088119 | 0.0075017
609.2426 | 0.0005739 | 0.00058185 | 0.00086055 | 0.0012483 | 0.57619 | 0.91198 | 0.096435 | 0.0082564
610.0419 | 0.00052972 | 0.00058389 | 0.00085371 | 0.0012299 | 0.56782 | 0.9037 | 0.10504 | 0.0090574
610.8412 | 0.00055138 | 0.00053437 | 0.00084952 | 0.0011891 | 0.56006 | 0.8946 | 0.11493 | 0.010013
611.6404 | 0.00054191 | 0.000584 | 0.0008532 | 0.0011727 | 0.55226 | 0.88571 | 0.12571 | 0.01103
612.4395 | 0.00051025 | 0.00054646 | 0.00082696 | 0.0011735 | 0.54398 | 0.87666 | 0.13701 | 0.012111
613.2385 | 0.00051046 | 0.00051579 | 0.00084746 | 0.0011281 | 0.53681 | 0.86752 | 0.14965 | 0.0132
614.0374 | 0.00048523 | 0.00053896 | 0.00081413 | 0.0011347 | 0.52867 | 0.85729 | 0.16311 | 0.014432
614.8363 | 0.0005096 | 0.00055537 | 0.00081689 | 0.0011045 | 0.52081 | 0.84777 | 0.17825 | 0.0158
615.6351 | 0.00049087 | 0.0005178 | 0.00082929 | 0.0010488 | 0.51339 | 0.83771 | 0.19428 | 0.017289
616.4338 | 0.00046578 | 0.00051247 | 0.00078234 | 0.0010439 | 0.5058 | 0.82752 | 0.21171 | 0.018857
617.2324 | 0.00045586 | 0.00047644 | 0.00076892 | 0.0010342 | 0.49803 | 0.81678 | 0.23056 | 0.020686
618.0309 | 0.00046594 | 0.00048551 | 0.00077734 | 0.00098768 | 0.49095 | 0.80647 | 0.25177 | 0.022541
618.8295 | 0.00044736 | 0.0004933 | 0.00075941 | 0.00099375 | 0.48295 | 0.79679 | 0.2741 | 0.024662
619.6279 | 0.00046119 | 0.00046094 | 0.00073536 | 0.00097216 | 0.47577 | 0.78614 | 0.29863 | 0.026819
620.4261 | 0.00043837 | 0.00047249 | 0.00074327 | 0.00096547 | 0.46863 | 0.77471 | 0.32512 | 0.029318
621.2244 | 0.00044561 | 0.00047426 | 0.00075143 | 0.00095258 | 0.46109 | 0.7635 | 0.35335 | 0.031766
622.0226 | 0.00042739 | 0.00046894 | 0.00070725 | 0.00093612 | 0.4539 | 0.75265 | 0.3831 | 0.034791
622.8207 | 0.00042927 | 0.00045483 | 0.00070579 | 0.0009102 | 0.44713 | 0.74264 | 0.4167 | 0.037398
623.6187 | 0.00041592 | 0.0004566 | 0.00069669 | 0.00088277 | 0.43983 | 0.73191 | 0.45128 | 0.040844
624.4166 | 0.00042993 | 0.00044489 | 0.00069848 | 0.00086605 | 0.43308 | 0.72049 | 0.48894 | 0.044341
625.2145 | 0.00041922 | 0.00043968 | 0.00068759 | 0.00084316 | 0.42582 | 0.70906 | 0.52711 | 0.047989
626.0123 | 0.00039962 | 0.00043316 | 0.00068785 | 0.0008064 | 0.41812 | 0.6984 | 0.56929 | 0.052142
626.8099 | 0.00040209 | 0.00039961 | 0.00069656 | 0.00083237 | 0.4119 | 0.68735 | 0.61229 | 0.056782
627.6075 | 0.00037959 | 0.00040594 | 0.00065349 | 0.00082845 | 0.40522 | 0.67647 | 0.65753 | 0.061208
628.4051 | 0.00038671 | 0.00042365 | 0.00066192 | 0.0007468 | 0.39856 | 0.66524 | 0.70522 | 0.066258
629.2026 | 0.00037524 | 0.0003806 | 0.0006461 | 0.00077024 | 0.39207 | 0.65455 | 0.7554 | 0.072016
630 | 0.00036728 | 0.000399 | 0.00062654 | 0.00076 | 0.38568 | 0.64332 | 0.80489 | 0.078219
630.7973 | 0.00037471 | 0.00037474 | 0.00063633 | 0.00074432 | 0.37927 | 0.63251 | 0.85448 | 0.084379
631.5945 | 0.00035844 | 0.00039651 | 0.00060638 | 0.00073791 | 0.37312 | 0.62189 | 0.90179 | 0.091686
632.3917 | 0.00036618 | 0.00039081 | 0.00063906 | 0.00075366 | 0.36682 | 0.61189 | 0.94472 | 0.099376
633.1888 | 0.00036525 | 0.00036356 | 0.00060859 | 0.00069095 | 0.36058 | 0.60102 | 0.97789 | 0.10767
633.9858 | 0.00036046 | 0.0003592 | 0.00060227 | 0.0006801 | 0.3546 | 0.59005 | 0.99805 | 0.11643
634.7827 | 0.0003645 | 0.00036647 | 0.00058248 | 0.0006978 | 0.34824 | 0.57981 | 1 | 0.12582
635.5795 | 0.00032991 | 0.00035787 | 0.0005891 | 0.00068 | 0.34244 | 0.56911 | 0.98002 | 0.13572
636.3763 | 0.000337 | 0.00036144 | 0.00058942 | 0.0006543 | 0.33676 | 0.55812 | 0.93872 | 0.14644
637.173 | 0.00032631 | 0.00033134 | 0.00056132 | 0.00064836 | 0.33095 | 0.54812 | 0.87787 | 0.1572
637.9696 | 0.00032781 | 0.00030745 | 0.00056667 | 0.00064071 | 0.32496 | 0.53791 | 0.80136 | 0.16903
638.7661 | 0.0003438 | 0.00033082 | 0.00053197 | 0.00062409 | 0.3198 | 0.52801 | 0.7168 | 0.18081
639.5626 | 0.00031636 | 0.00032354 | 0.00051738 | 0.00062744 | 0.31448 | 0.5184 | 0.63073 | 0.1935
640.3589 | 0.00030726 | 0.00031591 | 0.00049416 | 0.00059531 | 0.30841 | 0.50755 | 0.54744 | 0.20673
641.1553 | 0.00029159 | 0.00032727 | 0.00049229 | 0.00058478 | 0.30279 | 0.49748 | 0.4705 | 0.22008
641.9515 | 0.00029659 | 0.00032284 | 0.00049735 | 0.00055141 | 0.29774 | 0.48787 | 0.40346 | 0.23543
642.7476 | 0.00030425 | 0.00029848 | 0.00047351 | 0.00056513 | 0.29188 | 0.47826 | 0.34468 | 0.25123
643.5437 | 0.00028965 | 0.00031618 | 0.00046606 | 0.00054735 | 0.28713 | 0.46807 | 0.29433 | 0.26815
644.3397 | 0.00028122 | 0.00029426 | 0.00045893 | 0.00053914 | 0.28168 | 0.45843 | 0.25143 | 0.28732
645.1356 | 0.00027664 | 0.000297 | 0.00043687 | 0.00054556 | 0.27651 | 0.44913 | 0.21474 | 0.30721
645.9315 | 0.00028225 | 0.00029048 | 0.00044882 | 0.00053684 | 0.27148 | 0.44039 | 0.1835 | 0.32943
646.7272 | 0.0002723 | 0.0002659 | 0.00043742 | 0.0005114 | 0.26624 | 0.43068 | 0.15633 | 0.35321
647.5229 | 0.00026895 | 0.00027875 | 0.00044068 | 0.0005006 | 0.26149 | 0.42191 | 0.13343 | 0.37948
648.3185 | 0.0002755 | 0.00026432 | 0.00043038 | 0.00050777 | 0.25651 | 0.41293 | 0.11367 | 0.40757
649.114 | 0.00027228 | 0.0002741 | 0.00040254 | 0.00047772 | 0.25217 | 0.40392 | 0.096758 | 0.43728
649.9095 | 0.00025795 | 0.00024756 | 0.00041409 | 0.00048917 | 0.24729 | 0.39465 | 0.082432 | 0.46987
650.7048 | 0.00025917 | 0.00025237 | 0.00039305 | 0.00048273 | 0.24263 | 0.38706 | 0.070166 | 0.50412
651.5001 | 0.00024929 | 0.00028924 | 0.00038892 | 0.00045216 | 0.23778 | 0.37834 | 0.059797 | 0.53891
652.2953 | 0.00022962 | 0.00024722 | 0.00037438 | 0.00045318 | 0.23345 | 0.3698 | 0.050924 | 0.5754
653.0905 | 0.00025356 | 0.00022979 | 0.00037691 | 0.00044431 | 0.22862 | 0.36194 | 0.043577 | 0.61314
653.8856 | 0.00025958 | 0.00023171 | 0.00038741 | 0.00041128 | 0.22495 | 0.35389 | 0.037258 | 0.65079
654.6805 | 0.00024967 | 0.00023754 | 0.00035232 | 0.00040321 | 0.22023 | 0.34583 | 0.032107 | 0.68873
655.4754 | 0.00022824 | 0.00023498 | 0.0003719 | 0.00042655 | 0.21599 | 0.33839 | 0.027805 | 0.72928
656.2703 | 0.0002227 | 0.00022292 | 0.00035694 | 0.00041746 | 0.21191 | 0.33058 | 0.0241 | 0.76807
657.065 | 0.00020386 | 0.00022113 | 0.00034272 | 0.00041305 | 0.20816 | 0.32307 | 0.020912 | 0.80938
657.8597 | 0.00022373 | 0.00023129 | 0.00032632 | 0.0004166 | 0.20428 | 0.31584 | 0.018311 | 0.85111
658.6542 | 0.00020518 | 0.00020122 | 0.00030394 | 0.00040594 | 0.20032 | 0.30884 | 0.016126 | 0.89192
659.4488 | 0.00021152 | 0.00022458 | 0.0003114 | 0.00039082 | 0.19633 | 0.30128 | 0.01414 | 0.93177
660.2432 | 0.00022413 | 0.00019914 | 0.00034047 | 0.00038124 | 0.19279 | 0.29442 | 0.012507 | 0.96442
661.0376 | 0.00021864 | 0.0002109 | 0.00029962 | 0.00035287 | 0.18871 | 0.28734 | 0.011026 | 0.98936
661.8318 | 0.00021064 | 0.00021667 | 0.00031572 | 0.00034626 | 0.18497 | 0.28084 | 0.0098664 | 1
662.626 | 0.00020535 | 0.0002025 | 0.00030102 | 0.00034662 | 0.18156 | 0.27467 | 0.008701 | 0.9912
663.4202 | 0.00019844 | 0.00021266 | 0.00031271 | 0.00032711 | 0.17783 | 0.26739 | 0.0077443 | 0.95987
664.2142 | 0.00019041 | 0.00020523 | 0.00028596 | 0.00035128 | 0.17437 | 0.26136 | 0.0068754 | 0.90849
665.0082 | 0.00021498 | 0.00020714 | 0.00028656 | 0.000345 | 0.17073 | 0.25484 | 0.0060844 | 0.83802
665.8021 | 0.00017218 | 0.00018745 | 0.00026633 | 0.00033324 | 0.16773 | 0.24902 | 0.0053462 | 0.75494
666.5959 | 0.00020072 | 0.00018677 | 0.00024767 | 0.0003129 | 0.16425 | 0.24318 | 0.0047972 | 0.66622
667.3896 | 0.00017415 | 0.00017041 | 0.00026592 | 0.0003185 | 0.16113 | 0.23731 | 0.0043519 | 0.57745
668.1833 | 0.00016855 | 0.00019537 | 0.00026367 | 0.00029603 | 0.15763 | 0.23155 | 0.0038291 | 0.49445
668.9769 | 0.00019332 | 0.00017391 | 0.00024763 | 0.00030811 | 0.15459 | 0.22559 | 0.0034977 | 0.4196
669.7704 | 0.0001676 | 0.00017944 | 0.0002598 | 0.00029901 | 0.15162 | 0.22049 | 0.0030743 | 0.35551
670.5638 | 0.00016407 | 0.00016061 | 0.00025768 | 0.00028467 | 0.14827 | 0.21457 | 0.0027616 | 0.29965
671.3572 | 0.00016368 | 0.00016662 | 0.00021461 | 0.00031844 | 0.14543 | 0.20939 | 0.0024806 | 0.25409
672.1504 | 0.00016029 | 0.00016868 | 0.00024153 | 0.00027986 | 0.14245 | 0.20449 | 0.0022213 | 0.21504
672.9436 | 0.00016424 | 0.00017143 | 0.00022858 | 0.00027405 | 0.13969 | 0.19923 | 0.0020045 | 0.18332
673.7368 | 0.00015648 | 0.00015494 | 0.00021433 | 0.00027502 | 0.13684 | 0.19425 | 0.0018252 | 0.15687
674.5298 | 0.00015275 | 0.00017893 | 0.00023798 | 0.00029699 | 0.13434 | 0.18925 | 0.0016618 | 0.13417
675.3227 | 0.00013589 | 0.00016251 | 0.00021596 | 0.0002614 | 0.13147 | 0.18515 | 0.0015373 | 0.11484
676.1156 | 0.00013373 | 0.0001628 | 0.00023784 | 0.00025093 | 0.12885 | 0.18056 | 0.0013667 | 0.099136
676.9084 | 0.00014482 | 0.00016193 | 0.00025126 | 0.00025549 | 0.12607 | 0.17562 | 0.0012298 | 0.085534
677.7011 | 0.00011386 | 0.00016147 | 0.00023582 | 0.00025991 | 0.12354 | 0.17146 | 0.0011701 | 0.073662
678.4938 | 0.00014355 | 0.0001435 | 0.0002192 | 0.0002355 | 0.12121 | 0.16687 | 0.0010862 | 0.063748
679.2863 | 0.00014281 | 0.00013622 | 0.00019118 | 0.000247 | 0.11865 | 0.16296 | 0.00098451 | 0.055223
680.0789 | 0.00013535 | 0.00014782 | 0.00019966 | 0.00022182 | 0.11604 | 0.15895 | 0.00088637 | 0.047889
680.8713 | 0.00014634 | 0.0001505 | 0.00019083 | 0.00023657 | 0.11361 | 0.15451 | 0.00085125 | 0.041295
681.6636 | 0.0001365 | 0.00014265 | 0.00017271 | 0.00022585 | 0.1115 | 0.15062 | 0.00074719 | 0.035787
682.4558 | 0.00015356 | 0.00015314 | 0.00019376 | 0.00023684 | 0.10914 | 0.14688 | 0.0007531 | 0.031308
683.248 | 0.00013602 | 0.00012783 | 0.00018659 | 0.00022489 | 0.10688 | 0.14304 | 0.00068158 | 0.027269
684.0401 | 0.00014829 | 0.00010278 | 0.00019226 | 0.00019318 | 0.10447 | 0.13958 | 0.00064703 | 0.023672
684.8322 | 0.00014543 | 0.00013638 | 0.00017913 | 0.0002396 | 0.10247 | 0.13604 | 0.00061708 | 0.02076
685.6241 | 0.00012553 | 0.00013252 | 0.00014613 | 0.00025289 | 0.10027 | 0.13229 | 0.00059021 | 0.018236
686.416 | 0.00011526 | 0.00010353 | 0.00016439 | 0.00021033 | 0.098154 | 0.12897 | 0.00050789 | 0.016123
687.2078 | 0.00012312 | 0.00011222 | 0.00015434 | 0.00019513 | 0.09623 | 0.12547 | 0.00052468 | 0.014184
687.9995 | 0.00012309 | 0.00010778 | 0.00014081 | 0.00022036 | 0.094306 | 0.12225 | 0.00049066 | 0.012565
688.7911 | 0.00011435 | 0.00011583 | 0.00017581 | 0.00021867 | 0.092616 | 0.11927 | 0.00044449 | 0.011174
689.5826 | 0.00011864 | 0.00012458 | 0.00016676 | 0.00019993 | 0.090662 | 0.11612 | 0.00044756 | 0.0099539
690.3741 | 0.0001356 | 0.00012983 | 0.00017165 | 0.00021833 | 0.088819 | 0.11299 | 0.0004004 | 0.0087977
691.1655 | 0.00013697 | 0.00011629 | 0.0001688 | 0.00020312 | 0.086599 | 0.11037 | 0.00041626 | 0.007902
691.9568 | 0.00013097 | 0.00010872 | 0.00016016 | 0.00017391 | 0.085075 | 0.10749 | 0.00041369 | 0.007098
692.7481 | 0.00012781 | 9.0799e-05 | 0.00014784 | 0.00019499 | 0.083259 | 0.10459 | 0.00033751 | 0.0063208
693.5392 | 0.00011834 | 0.00011094 | 0.00017442 | 0.00019361 | 0.081721 | 0.10209 | 0.00033672 | 0.0057458
694.3304 | 0.00011479 | 0.00012114 | 0.00015155 | 0.00015908 | 0.079798 | 0.099262 | 0.00033946 | 0.0050668
695.1214 | 0.0001162 | 7.9913e-05 | 0.00015081 | 0.0001827 | 0.078221 | 0.096821 | 0.00034906 | 0.0045729
695.9123 | 9.6107e-05 | 0.00010938 | 0.00012574 | 0.00019639 | 0.076756 | 0.094263 | 0.00030369 | 0.0041486
696.7032 | 0.00010512 | 8.1184e-05 | 0.0001315 | 0.00018228 | 0.075092 | 0.091774 | 0.00029682 | 0.003713
697.494 | 8.6329e-05 | 0.00010657 | 0.00016099 | 0.00016463 | 0.073321 | 0.089313 | 0.00027473 | 0.003323
698.2847 | 0.00011293 | 9.4945e-05 | 0.00014665 | 0.0001708 | 0.072139 | 0.087215 | 0.00028643 | 0.0030204
699.0753 | 8.4519e-05 | 8.7181e-05 | 0.00015597 | 0.00018736 | 0.070465 | 0.084865 | 0.00028201 | 0.0027084
699.8658 | 0.00011047 | 9.5431e-05 | 0.00012641 | 0.00017563 | 0.068971 | 0.082839 | 0.00027931 | 0.002409
700.6562 | 8.9051e-05 | 7.5537e-05 | 0.00012764 | 0.00014636 | 0.067666 | 0.080666 | 0.00026035 | 0.0022152
701.4467 | 8.0415e-05 | 8.5091e-05 | 9.775e-05 | 0.00012156 | 0.066255 | 0.078575 | 0.00027334 | 0.0019867
702.237 | 8.9898e-05 | 0.00011295 | 0.00013034 | 0.00017233 | 0.064756 | 0.076366 | 0.0002315 | 0.0018458
703.0272 | 8.5359e-05 | 7.9868e-05 | 0.00010962 | 0.00016742 | 0.063573 | 0.074484 | 0.00027568 | 0.0017171
703.8174 | 7.4718e-05 | 6.8876e-05 | 0.00014632 | 0.00018444 | 0.062225 | 0.072349 | 0.0002402 | 0.001527
704.6074 | 0.00010119 | 8.2926e-05 | 0.00014981 | 0.00014757 | 0.060895 | 0.070399 | 0.00027811 | 0.0013827
705.3975 | 6.6609e-05 | 8.454e-05 | 9.1467e-05 | 0.00012404 | 0.059707 | 0.068802 | 0.00020932 | 0.0013031
706.1874 | 9.6444e-05 | 6.0224e-05 | 0.00012484 | 0.0001376 | 0.058335 | 0.067038 | 0.0001729 | 0.0011941
706.9772 | 8.3392e-05 | 7.9472e-05 | 0.00011993 | 0.0001308 | 0.057058 | 0.065262 | 0.00019472 | 0.0010751
707.767 | 9.2648e-05 | 7.9568e-05 | 0.00012096 | 9.9533e-05 | 0.055929 | 0.063412 | 0.00019902 | 0.0010418
708.5566 | 7.4511e-05 | 6.6146e-05 | 0.00010209 | 0.00014366 | 0.054664 | 0.061846 | 0.00020066 | 0.00095699
709.3463 | 7.8387e-05 | 4.946e-05 | 0.00011423 | 0.00015067 | 0.053703 | 0.060092 | 0.00023849 | 0.00090583
710.1358 | 7.6087e-05 | 6.3363e-05 | 8.9742e-05 | 0.00012898 | 0.052548 | 0.058679 | 0.00019772 | 0.0008659
710.9252 | 6.544e-05 | 9.6473e-05 | 0.00015062 | 0.00013603 | 0.051312 | 0.057145 | 0.00021467 | 0.00079577
711.7146 | 7.6316e-05 | 6.8791e-05 | 0.00013283 | 0.00013747 | 0.050467 | 0.055475 | 0.00020764 | 0.0007151
712.5039 | 7.9253e-05 | 6.4895e-05 | 9.8619e-05 | 0.00014088 | 0.049315 | 0.05394 | 0.00017353 | 0.00066107
713.2932 | 8.9083e-05 | 5.9422e-05 | 9.6599e-05 | 0.00014547 | 0.048031 | 0.052733 | 0.00015793 | 0.00062817
714.0823 | 7.7539e-05 | 7.6625e-05 | 7.7682e-05 | 0.00011075 | 0.047172 | 0.05106 | 0.0001874 | 0.00058002
714.8713 | 7.4876e-05 | 6.7608e-05 | 8.7924e-05 | 0.00011561 | 0.046234 | 0.05 | 0.0001662 | 0.00053838
715.6603 | 6.5883e-05 | 5.6981e-05 | 9.6733e-05 | 0.00011767 | 0.045241 | 0.048649 | 0.00017547 | 0.00054257
716.4492 | 7.4113e-05 | 5.183e-05 | 9.6866e-05 | 0.00012505 | 0.044187 | 0.047265 | 0.00017577 | 0.00051533
717.2381 | 7.3344e-05 | 5.351e-05 | 7.6078e-05 | 0.00010648 | 0.043173 | 0.04604 | 0.00015684 | 0.00048472
718.0268 | 7.2624e-05 | 6.188e-05 | 6.8735e-05 | 0.00010819 | 0.042349 | 0.044842 | 0.00020349 | 0.00045147
718.8155 | 4.9955e-05 | 4.3909e-05 | 6.521e-05 | 0.00010623 | 0.041466 | 0.043721 | 0.00016779 | 0.000427
719.6041 | 6.3854e-05 | 7.33e-05 | 7.5116e-05 | 0.00011156 | 0.040561 | 0.042632 | 0.00014455 | 0.00040623
720.3926 | 6.0375e-05 | 7.3229e-05 | 7.9288e-05 | 0.00010325 | 0.039727 | 0.04136 | 0.00019388 | 0.00039131
721.181 | 5.7763e-05 | 3.2063e-05 | 0.00010068 | 9.7965e-05 | 0.038814 | 0.040362 | 0.00018476 | 0.00038439
721.9694 | 5.6454e-05 | 5.8317e-05 | 5.1368e-05 | 0.00010513 | 0.037861 | 0.039426 | 0.00019724 | 0.00036638
722.7577 | 6.5867e-05 | 4.9325e-05 | 6.219e-05 | 0.00013074 | 0.037234 | 0.038293 | 0.00016288 | 0.00034701
723.5459 | 7.0252e-05 | 7.4484e-05 | 7.0934e-05 | 0.00011309 | 0.036353 | 0.037406 | 0.00010175 | 0.0003201
724.334 | 5.8777e-05 | 3.4495e-05 | 6.4369e-05 | 0.00010563 | 0.035822 | 0.036351 | 0.00017687 | 0.00028874
725.1221 | 5.5071e-05 | 5.4225e-05 | 9.5964e-05 | 9.4843e-05 | 0.034827 | 0.035659 | 0.0001208 | 0.00028877
725.91 | 6.7056e-05 | 5.6588e-05 | 6.1592e-05 | 0.00010721 | 0.034205 | 0.034598 | 0.000134 | 0.00030003
726.6979 | 5.5721e-05 | 6.7423e-05 | 8.2156e-05 | 0.00010604 | 0.033264 | 0.033545 | 0.00010626 | 0.00027448
727.4858 | 6.5224e-05 | 7.8527e-05 | 5.8755e-05 | 0.00010608 | 0.032648 | 0.032651 | 0.00013249 | 0.00030452
728.2735 | 6.833e-05 | 4.4513e-05 | 7.5411e-05 | 7.0459e-05 | 0.031905 | 0.031762 | 0.00013685 | 0.00024908
729.0612 | 4.3386e-05 | 6.5777e-05 | 7.7984e-05 | 0.00012338 | 0.031372 | 0.030894 | 0.00013885 | 0.00024487
729.8488 | 5.9051e-05 | 4.1884e-05 | 6.095e-05 | 0.00011878 | 0.030699 | 0.030201 | 9.3512e-05 | 0.00024127
730.6362 | 5.1303e-05 | 7.0595e-05 | 6.6355e-05 | 0.0001016 | 0.029972 | 0.029443 | 0.00010697 | 0.00021411
731.4237 | 4.1241e-05 | 3.2087e-05 | 5.2563e-05 | 0.00011954 | 0.029221 | 0.028674 | 0.00014003 | 0.00024535
732.211 | 5.1762e-05 | 3.3985e-05 | 7.0516e-05 | 0.00010183 | 0.028654 | 0.027954 | 0.00013265 | 0.00025763
732.9983 | 4.9628e-05 | 5.33e-05 | 5.5407e-05 | 7.8824e-05 | 0.028145 | 0.027287 | 0.00012159 | 0.00022105
733.7855 | 5.6885e-05 | 3.4676e-05 | 5.157e-05 | 9.6657e-05 | 0.027679 | 0.02665 | 0.00012829 | 0.00020676
734.5726 | 4.3315e-05 | 2.8646e-05 | 4.7889e-05 | 6.6062e-05 | 0.027034 | 0.026095 | 0.00012065 | 0.00021949
735.3596 | 5.6774e-05 | 4.8833e-05 | 6.1312e-05 | 6.7546e-05 | 0.026363 | 0.025258 | 9.9967e-05 | 0.00021812
736.1466 | 1.774e-05 | 4.271e-05 | 4.9705e-05 | 6.7045e-05 | 0.02581 | 0.024541 | 9.9018e-05 | 0.00022756
736.9335 | 4.4342e-05 | 4.7173e-05 | 6.9617e-05 | 9.4458e-05 | 0.025239 | 0.024005 | 0.00011342 | 0.00017911
737.7203 | 5.5889e-05 | 4.1009e-05 | 6.0296e-05 | 6.2403e-05 | 0.024602 | 0.023328 | 0.00014774 | 0.00017791
738.507 | 6.9138e-05 | 5.5312e-05 | 4.4586e-05 | 9.086e-05 | 0.024218 | 0.022801 | 7.815e-05 | 0.00017998
739.2936 | 5.7169e-05 | 4.2605e-05 | 6.0532e-05 | 7.0705e-05 | 0.023809 | 0.02227 | 0.00011035 | 0.00018786
740.0802 | 4.8883e-05 | 2.0356e-05 | 8.2029e-05 | 8.3791e-05 | 0.023309 | 0.021747 | 0.00010749 | 0.00018067
740.8667 | 5.5543e-05 | 2.802e-05 | 6.4869e-05 | 7.9332e-05 | 0.022698 | 0.021134 | 0.00011211 | 0.00014776
741.6531 | 5.1847e-05 | 3.7347e-05 | 3.8021e-05 | 8.7682e-05 | 0.0222 | 0.020602 | 0.00014073 | 0.00013051
742.4395 | 2.6911e-05 | 2.4614e-05 | 5.8614e-05 | 0.00011979 | 0.021872 | 0.020135 | 0.00012043 | 0.00014751
743.2257 | 4.5038e-05 | 4.7425e-05 | 6.1432e-05 | 5.8025e-05 | 0.021428 | 0.019667 | 8.0559e-05 | 0.00013978
744.0119 | 2.5649e-05 | 4.6218e-05 | 3.5014e-05 | 7.3231e-05 | 0.020889 | 0.019149 | 9.6526e-05 | 0.00018049
744.798 | 4.2928e-05 | 4.4011e-05 | 6.0576e-05 | 7.7665e-05 | 0.020498 | 0.018667 | 7.4102e-05 | 0.00014671
745.584 | 3.5781e-05 | 2.7293e-05 | 7.157e-05 | 8.9697e-05 | 0.020162 | 0.018307 | 0.00012582 | 0.00015147
746.3699 | 3.3532e-05 | 8.5177e-06 | 7.5045e-05 | 7.1723e-05 | 0.01965 | 0.01784 | 9.0652e-05 | 0.00013635
747.1558 | 3.3428e-05 | 3.752e-05 | 6.7826e-05 | 6.9785e-05 | 0.019211 | 0.01744 | 0.00014417 | 0.00013015
747.9416 | 4.9923e-05 | 5.6833e-05 | 3.8443e-05 | 7.87e-05 | 0.018842 | 0.016798 | 9.8435e-05 | 0.00011641
748.7273 | 3.0351e-05 | 3.9064e-05 | 8.588e-05 | 7.2185e-05 | 0.018437 | 0.016531 | 8.1834e-05 | 0.00013158
749.5129 | 4.1535e-05 | 3.9711e-05 | 3.7173e-05 | 8.0019e-05 | 0.018075 | 0.016155 | 0.00010248 | 0.00011357
750.2985 | 2.2686e-05 | 4.1925e-05 | 5.3991e-05 | 7.9434e-05 | 0.017674 | 0.015761 | 0.00010317 | 0.00015388
751.084 | 3.205e-05 | 2.0148e-05 | 5.8868e-05 | 6.4755e-05 | 0.017336 | 0.015453 | 9.9925e-05 | 0.00011756
751.8694 | 4.2251e-05 | 3.3432e-05 | 4.7938e-05 | 7.5728e-05 | 0.016927 | 0.014959 | 7.7066e-05 | 0.00011827
752.6547 | 4.8434e-05 | 3.5525e-05 | 3.8409e-05 | 6.1086e-05 | 0.016613 | 0.014698 | 7.7306e-05 | 0.00011367
753.4399 | 3.4277e-05 | 5.2607e-05 | 4.5789e-05 | 7.5493e-05 | 0.016257 | 0.014343 | 8.2789e-05 | 0.00012756
754.2251 | 3.5351e-05 | 7.4283e-07 | 4.8232e-05 | 4.6827e-05 | 0.015942 | 0.013925 | 8.9819e-05 | 0.00012542
755.0102 | 4.5861e-05 | 1.0601e-05 | 5.1768e-05 | 7.4346e-05 | 0.01573 | 0.013718 | 8.9265e-05 | 0.00015773
755.7952 | 1.9586e-05 | 4.2784e-05 | 3.9075e-05 | 9.0898e-05 | 0.015299 | 0.013359 | 8.4519e-05 | 0.00011802
756.5801 | 2.3093e-05 | 5.9159e-05 | 4.9294e-05 | 6.5078e-05 | 0.01506 | 0.013137 | 3.7408e-05 | 0.00012757
757.365 | 3.4344e-05 | 3.8375e-05 | 5.6763e-05 | 4.4519e-05 | 0.01463 | 0.012772 | 6.9429e-05 | 6.5499e-05
758.1498 | 2.4671e-05 | 5.0556e-05 | 5.3977e-05 | 6.0021e-05 | 0.01435 | 0.012441 | 3.7275e-05 | 0.00011883
758.9344 | 3.1412e-05 | 2.3961e-05 | 6.5038e-05 | 5.7953e-05 | 0.014003 | 0.012152 | 9.0041e-05 | 0.00012326
759.7191 | 3.1534e-05 | 2.0626e-05 | 2.6229e-05 | 4.9685e-05 | 0.013843 | 0.011809 | 7.4315e-05 | 0.00012836
760.5036 | 1.8795e-05 | 2.1503e-05 | 7.0054e-05 | 4.6454e-05 | 0.013468 | 0.011535 | 9.2612e-05 | 0.000134
761.2881 | 2.0496e-05 | 5.2987e-05 | 4.7722e-05 | 5.688e-05 | 0.013346 | 0.011346 | 0.00010034 | 0.00011264
762.0724 | 4.0386e-05 | 1.6138e-05 | 1.9841e-05 | 3.3425e-05 | 0.012951 | 0.011039 | 6.4412e-05 | 9.2021e-05
762.8568 | 2.8215e-05 | 2.6697e-05 | 4.1925e-05 | 3.722e-05 | 0.012627 | 0.010842 | 6.1734e-05 | 0.00012496
763.641 | 9.2549e-06 | 3.4143e-05 | 4.0472e-05 | 6.6564e-05 | 0.012369 | 0.010612 | 6.3085e-05 | 8.9649e-05
764.4251 | 2.1695e-05 | 4.9589e-05 | 3.8822e-05 | 6.0824e-05 | 0.012158 | 0.01031 | 6.2357e-05 | 0.0001194
765.2092 | 1.4441e-05 | 6.9308e-06 | 4.4215e-05 | 5.434e-05 | 0.011982 | 0.010006 | 7.0809e-05 | 7.7238e-05
765.9932 | 1.2077e-05 | 1.8812e-05 | 5.1233e-05 | 4.7831e-05 | 0.011658 | 0.0097851 | 5.609e-05 | 0.00011035
766.7771 | 4.9242e-05 | 1.9306e-05 | 4.1172e-05 | 6.982e-05 | 0.011383 | 0.0096655 | 8.1705e-05 | 6.541e-05
767.5609 | 1.5978e-05 | -1.4992e-05 | 6.1229e-05 | 6.4631e-05 | 0.011203 | 0.009429 | 9.5238e-05 | 8.1926e-05
768.3447 | 1.4083e-05 | 2.0132e-05 | 2.3548e-05 | 4.123e-05 | 0.011043 | 0.0092189 | 0.00011151 | 0.00011684
769.1284 | 3.8627e-05 | 1.3896e-05 | 3.7685e-05 | 4.9723e-05 | 0.010715 | 0.0089246 | 6.1648e-05 | 0.00012978
769.912 | 2.5734e-05 | 2.829e-05 | 3.7025e-05 | 4.3235e-05 | 0.010554 | 0.008887 | 0.00010687 | 8.3247e-05
770.6955 | 2.0538e-05 | 1.3308e-05 | 1.7408e-05 | 4.0529e-05 | 0.01037 | 0.008571 | 5.6073e-05 | 8.3122e-05
771.4789 | 2.7387e-05 | 5.3455e-06 | 3.8584e-05 | 3.6981e-05 | 0.010177 | 0.0084167 | 7.9266e-05 | 0.00010499
772.2623 | 4.374e-05 | 8.2356e-06 | 7.0497e-06 | 7.9163e-05 | 0.0099597 | 0.008267 | 8.4248e-05 | 8.3756e-05
773.0456 | -8.0321e-06 | 7.646e-06 | 1.1221e-05 | 5.1524e-05 | 0.009639 | 0.0080965 | 5.4615e-05 | 0.00013187
773.8288 | 2.9453e-05 | 5.3058e-06 | 3.964e-05 | 7.7628e-05 | 0.0094518 | 0.0078459 | 5.77e-05 | 0.00010625
774.6119 | 2.8804e-05 | 1.4128e-05 | 2.876e-05 | 4.5838e-05 | 0.0093487 | 0.0076512 | 9.2788e-05 | 0.00010663
775.395 | 2.953e-05 | 3.6304e-05 | 1.9472e-05 | 3.171e-05 | 0.009167 | 0.0074836 | 3.3686e-05 | 0.00010162
776.178 | 3.0279e-05 | 2.5242e-05 | 3.792e-05 | 4.8763e-05 | 0.0089121 | 0.0072826 | 8.3665e-05 | 0.00011867
776.9609 | 5.4383e-06 | 3.967e-05 | 4.2574e-05 | 4.0675e-05 | 0.0087196 | 0.0072479 | 6.5712e-05 | 8.3132e-05
777.7437 | 3.3497e-05 | 3.7881e-05 | 4.2017e-05 | 2.5327e-05 | 0.0086041 | 0.0070711 | 4.5451e-05 | 9.8527e-05
778.5264 | 2.42e-05 | 4.7808e-05 | 4.6718e-05 | 8.4582e-05 | 0.0084979 | 0.0069693 | 8.4221e-05 | 7.428e-05
779.3091 | 1.6226e-05 | -5.3638e-06 | 5.5928e-06 | 5.7354e-05 | 0.0082279 | 0.0067713 | 8.2831e-05 | 7.6734e-05
780.0917 | 6.026e-05 | 1.2757e-05 | 2.1081e-05 | 3.9839e-05 | 0.0080936 | 0.006578 | 7.1109e-05 | 0.00012985
780.8742 | 7.4522e-06 | 4.9754e-05 | 4.6819e-05 | 3.9756e-05 | 0.007943 | 0.0065 | 8.9345e-05 | 0.00016036
781.6566 | 2.0414e-05 | 1.4438e-05 | 2.1743e-05 | 6.1963e-05 | 0.0078466 | 0.0063214 | 5.6721e-05 | 8.4502e-05
782.439 | 7.6109e-06 | 2.8546e-05 | 3.4245e-05 | 5.472e-05 | 0.0075861 | 0.0062496 | 1.4452e-05 | 5.3777e-05
783.2213 | -2.1825e-06 | 7.7034e-06 | 5.6618e-05 | 3.7801e-05 | 0.0074699 | 0.006145 | 5.7041e-05 | 4.9887e-05
784.0035 | 1.4097e-05 | 3.939e-05 | 7.4293e-06 | 5.2556e-05 | 0.0072438 | 0.0059118 | 7.3929e-05 | 5.1356e-05
784.7856 | 2.1045e-05 | 1.8475e-05 | 1.2997e-05 | 1.2548e-05 | 0.0071808 | 0.0058197 | 6.2654e-05 | 0.0001007
785.5676 | 5.0644e-06 | 3.603e-05 | 9.1623e-06 | 2.4348e-05 | 0.006921 | 0.0057346 | 6.3969e-05 | 6.3037e-05
786.3495 | 1.8127e-05 | 8.999e-06 | 3.0314e-05 | 4.0885e-05 | 0.0068867 | 0.0055246 | 4.598e-05 | 9.5931e-05
787.1315 | 2.1467e-05 | 1.7532e-05 | 2.3918e-05 | 7.6234e-05 | 0.0066674 | 0.0055227 | 0.00010123 | 7.1946e-05
787.9133 | 1.8472e-05 | 2.5868e-06 | 1.1736e-07 | 7.2497e-05 | 0.006601 | 0.0053448 | 6.5709e-05 | 9.3062e-05
788.695 | 1.6651e-05 | 4.4293e-05 | 1.8449e-05 | 8.263e-05 | 0.0063568 | 0.005231 | 6.8773e-05 | 8.1321e-05
789.4766 | 3.5366e-05 | 2.7685e-05 | 5.925e-05 | 3.5314e-05 | 0.0063517 | 0.0051459 | 5.239e-05 | 6.8066e-05
790.2582 | 6.5401e-06 | 4.5573e-05 | 5.8817e-05 | 3.2845e-05 | 0.0062121 | 0.0051052 | 8.0661e-05 | 7.5893e-05
791.0397 | 5.7786e-06 | -8.865e-06 | 2.3446e-05 | 7.8376e-05 | 0.0060498 | 0.0049871 | 9.4354e-05 | 7.4877e-05
791.8211 | 7.4167e-06 | 2.3296e-05 | 2.759e-06 | 3.0133e-05 | 0.0059081 | 0.0048425 | 6.6469e-05 | 0.00011009
792.6024 | 2.4427e-05 | -6.1378e-06 | -1.2109e-05 | 4.754e-05 | 0.0058228 | 0.0046848 | 5.9661e-05 | 0.00011115
793.3837 | 2.1256e-05 | 3.5411e-05 | 2.5708e-05 | 4.7299e-06 | 0.0055984 | 0.0046678 | 5.8154e-05 | 7.5243e-05
794.1649 | 2.8333e-05 | 6.154e-06 | 4.1789e-05 | 2.0863e-05 | 0.0055488 | 0.0045774 | 7.3197e-05 | 3.0454e-05
794.946 | 1.3894e-05 | 7.1309e-06 | 1.1969e-05 | 9.0095e-06 | 0.0053971 | 0.0044396 | 1.6186e-05 | 9.5193e-05
795.727 | 1.8553e-05 | 7.6487e-06 | 2.931e-05 | 4.7578e-05 | 0.0053949 | 0.0044726 | 3.2574e-05 | 5.8518e-05
796.5079 | 1.3251e-05 | -6.8818e-06 | 4.8201e-05 | 2.3884e-05 | 0.0052597 | 0.0043513 | 4.8049e-05 | 3.4256e-05
797.2888 | 2.3519e-05 | 2.9298e-05 | 3.8568e-05 | 5.657e-05 | 0.0051772 | 0.0041749 | 1.5482e-05 | 6.3789e-05
798.0696 | -1.061e-05 | 4.8019e-06 | 1.7721e-05 | 2.0311e-05 | 0.0050411 | 0.0041593 | 6.8789e-05 | 7.6113e-05
798.8503 | 1.9869e-05 | 2.8391e-05 | 1.0622e-05 | 1.2327e-05 | 0.0049871 | 0.0040266 | 3.7381e-05 | 4.2766e-05
799.6309 | 1.2493e-05 | 4.8072e-05 | 6.639e-06 | -4.1727e-06 | 0.0048578 | 0.003966 | 2.7953e-05 | 3.9044e-05
800.4115 | 1.1284e-05 | 7.6085e-06 | 6.3551e-05 | 4.6491e-05 | 0.0047609 | 0.0038693 | 3.3739e-05 | 8.4705e-05
801.192 | 2.7163e-05 | 2.4218e-06 | 2.1295e-05 | 3.5447e-05 | 0.0047195 | 0.0038195 | 4.5429e-05 | 2.8979e-05
801.9724 | 2.134e-05 | 1.2174e-05 | 2.2534e-05 | 2.4326e-05 | 0.0045486 | 0.0037357 | 7.0304e-05 | 3.5675e-05
802.7527 | 1.6869e-05 | 4.7011e-05 | 2.5856e-05 | 2.849e-05 | 0.0044665 | 0.0036487 | 3.0083e-05 | 5.3837e-05
803.5329 | 3.472e-06 | 8.7292e-06 | 2.8604e-05 | 4.1783e-05 | 0.0043918 | 0.003645 | 7.2841e-05 | 8.5241e-05
804.3131 | 1.7561e-05 | 2.4161e-05 | 1.5146e-05 | 5.5722e-05 | 0.0042803 | 0.0035284 | 3.2722e-05 | 5.0175e-05
805.0932 | 1.4964e-05 | 4.8577e-05 | 3.286e-05 | 2.4996e-05 | 0.0042045 | 0.0035037 | 6.0651e-05 | 6.2366e-05
805.8732 | 2.7724e-05 | 2.1764e-05 | 5.2987e-06 | 3.9833e-05 | 0.0041503 | 0.0034662 | 3.0031e-05 | 0.00011541
806.6531 | 1.9227e-05 | 4.293e-06 | 3.3407e-05 | 1.9189e-05 | 0.0041095 | 0.0033514 | 3.4235e-05 | 6.4381e-05
807.433 | 3.2126e-05 | 1.3294e-05 | -1.1167e-05 | 4.2196e-05 | 0.0039521 | 0.0033349 | 5.6907e-05 | 9.9923e-05
808.2127 | 2.0415e-05 | 5.2323e-06 | 2.3229e-05 | 1.0495e-05 | 0.0038995 | 0.0031784 | 6.4331e-05 | 5.2743e-05
808.9924 | 3.0168e-05 | 8.373e-06 | 6.2113e-06 | 3.3155e-05 | 0.0038257 | 0.003199 | 9.7631e-05 | 5.5675e-05
809.772 | 1.1813e-05 | -3.2753e-06 | 6.7205e-06 | 7.2305e-05 | 0.0037106 | 0.0031161 | 3.5765e-05 | 8.7003e-05
810.5516 | -4.2166e-06 | -7.4946e-06 | 2.8641e-05 | 4.2662e-05 | 0.0036759 | 0.0030726 | 4.911e-05 | 4.5595e-05
811.3311 | 2.0132e-05 | 1.3799e-05 | 6.6806e-05 | 2.1302e-05 | 0.0036197 | 0.0029834 | 7.6537e-05 | 3.4329e-05
812.1104 | 2.5535e-05 | -2.8471e-06 | 2.8359e-05 | -7.3196e-06 | 0.0034983 | 0.0029667 | 5.7849e-05 | 6.5071e-05
812.8897 | 1.8737e-05 | 8.9784e-06 | 7.8831e-06 | 3.9941e-05 | 0.0034607 | 0.0029219 | 4.3953e-05 | 8.2912e-05
813.6689 | 1.3087e-05 | 4.135e-05 | 2.254e-05 | 3.706e-05 | 0.0033706 | 0.0028042 | 5.1671e-05 | 3.0832e-05
814.4481 | -7.6073e-06 | 1.8231e-05 | -3.2577e-05 | 6.9281e-05 | 0.0032988 | 0.0027952 | 5.2354e-05 | 9.9413e-05
815.2272 | 1.3766e-05 | 3.9512e-06 | 2.9679e-05 | 4.1771e-05 | 0.0033357 | 0.0027479 | -6.3106e-06 | 8.0154e-05
816.0062 | 1.3165e-05 | 8.8358e-07 | -2.8562e-05 | 3.6639e-05 | 0.0032305 | 0.0027223 | 2.3672e-05 | 0.00010232
816.785 | 1.1308e-05 | 2.8832e-06 | 4.461e-05 | 4.4013e-05 | 0.0031099 | 0.0026432 | 8.0677e-05 | 3.5329e-05
817.5639 | 1.6105e-05 | 4.7574e-06 | 5.4764e-05 | -5.7794e-06 | 0.0030843 | 0.0026106 | 1.623e-06 | 4.4432e-05
818.3427 | 4.7913e-07 | 6.0077e-05 | 9.5998e-06 | 3.7235e-05 | 0.0030983 | 0.0025781 | 4.2807e-06 | 8.9921e-05
819.1213 | 6.3257e-06 | 6.0247e-06 | 1.5585e-05 | 1.4067e-05 | 0.0029269 | 0.0025503 | 4.4505e-05 | 6.3687e-05
819.8999 | -2.4845e-05 | -1.0946e-05 | 5.9179e-06 | 4.3482e-05 | 0.002873 | 0.0024937 | 1.7136e-05 | 5.5979e-05
820.6784 | 9.6511e-06 | 2.4307e-05 | 2.2626e-05 | 3.9234e-06 | 0.0028254 | 0.0024376 | 2.8547e-05 | 9.9645e-05
821.4568 | 1.3372e-05 | -2.9693e-06 | 2.7487e-05 | 2.2579e-05 | 0.0028226 | 0.0024128 | 9.0904e-05 | 2.3852e-05
822.2352 | 1.0152e-05 | 1.4134e-05 | 2.6914e-05 | 2.0968e-05 | 0.0026875 | 0.0023346 | 3.8329e-05 | 5.1506e-05
823.0135 | -4.0466e-06 | 1.4992e-05 | 3.312e-05 | 3.9073e-05 | 0.0026977 | 0.0023045 | 0.00011844 | 6.5559e-05
823.7917 | 1.3312e-05 | 1.6668e-05 | 3.0872e-05 | -1.2104e-05 | 0.0026426 | 0.0022378 | 5.141e-05 | 5.3835e-05
824.5698 | 6.8771e-06 | 9.5732e-06 | 4.7865e-05 | 1.2303e-05 | 0.0026491 | 0.0022633 | 9.4931e-06 | 6.4163e-05
825.3479 | 2.5912e-05 | 1.8294e-06 | 2.917e-05 | -5.174e-06 | 0.0025397 | 0.0022792 | 7.3288e-05 | 2.7621e-05
826.1259 | -1.1049e-05 | 1.4678e-05 | -2.6585e-05 | 4.4625e-06 | 0.0024554 | 0.0021418 | 4.6024e-05 | 1.1135e-05
826.9037 | 2.6338e-05 | 1.6314e-05 | 2.5553e-05 | 4.2106e-05 | 0.0024707 | 0.0021752 | 8.5059e-05 | 8.0481e-05
827.6816 | 2.1967e-05 | 6.2598e-06 | -3.7321e-06 | 4.0448e-05 | 0.0023916 | 0.0021043 | 5.4319e-05 | 5.4945e-05
828.4593 | 2.7011e-06 | 2.0539e-05 | 8.8217e-06 | 1.6099e-05 | 0.0023526 | 0.002039 | 5.783e-05 | 2.0346e-05
829.237 | 2.1597e-05 | 1.5881e-05 | -1.7181e-05 | 2.4688e-05 | 0.0022919 | 0.0020361 | 1.3635e-05 | 7.8049e-05
830.0145 | 2.0431e-05 | 1.7326e-05 | 3.1856e-06 | 1.7481e-05 | 0.0022387 | 0.0019926 | 5.7031e-05 | 5.564e-05
830.7921 | 1.4437e-05 | -2.5797e-05 | 1.5156e-05 | -6.8969e-06 | 0.0021964 | 0.001937 | 4.1548e-05 | 6.0466e-05
831.5695 | 1.4226e-05 | 2.1919e-05 | -1.1542e-05 | 4.5149e-05 | 0.0022392 | 0.0019724 | 5.2706e-05 | 5.6579e-05
832.3468 | 9.8162e-06 | 2.6928e-05 | 2.0294e-05 | 6.1798e-05 | 0.0021137 | 0.0019113 | 4.0046e-05 | 5.4207e-05
833.1241 | -1.3598e-05 | 3.1098e-05 | 3.1916e-05 | 2.8775e-05 | 0.0020778 | 0.001869 | 0.00010866 | 7.3295e-05
833.9013 | 2.3548e-05 | 2.2734e-05 | 3.4692e-06 | 5.1456e-05 | 0.0020822 | 0.0018557 | 7.4548e-05 | 7.3463e-05
834.6784 | 1.5842e-05 | -6.0381e-06 | 1.8189e-05 | -5.2041e-05 | 0.0020285 | 0.0018133 | 4.9921e-05 | 5.195e-05
835.4554 | -1.8854e-06 | 1.4552e-05 | -1.8802e-05 | -9.7568e-06 | 0.0020481 | 0.0017891 | 7.059e-06 | 1.8362e-05
836.2324 | 1.7624e-05 | -2.467e-05 | 3.0599e-05 | 2.9831e-05 | 0.0019508 | 0.0017897 | 2.2462e-05 | 0.00010118
837.0092 | 4.0526e-05 | 2.1683e-05 | 2.3986e-05 | 2.4421e-05 | 0.0018968 | 0.001817 | 4.3008e-05 | 6.4816e-05
837.7861 | -9.2509e-07 | 1.3304e-05 | 1.45e-05 | 7.006e-06 | 0.0018936 | 0.0017236 | 3.5292e-05 | 7.0173e-05
838.5627 | 1.6098e-05 | 9.7184e-06 | 5.9502e-05 | 1.7174e-05 | 0.0018163 | 0.0017289 | 8.306e-05 | 0.00010258
839.3394 | 1.9126e-05 | -1.0335e-05 | -2.3676e-05 | -2.9989e-05 | 0.0018127 | 0.0016872 | 3.2087e-05 | 3.7011e-05
840.116 | 2.6543e-05 | 1.6588e-05 | 4.8917e-05 | -4.4173e-06 | 0.0017608 | 0.0016436 | 1.7374e-05 | 3.6742e-05
840.8925 | -2.1023e-05 | 1.2814e-07 | 5.2777e-05 | 2.6789e-05 | 0.0017405 | 0.001551 | -2.9214e-05 | 3.4879e-05
841.6688 | 1.2256e-06 | -8.7662e-06 | -6.8345e-07 | 2.994e-05 | 0.0017295 | 0.001582 | 4.6055e-05 | 3.1635e-05
842.4452 | 1.493e-05 | 5.9761e-06 | 4.6025e-05 | 5.5674e-05 | 0.0016605 | 0.0015704 | 5.525e-05 | 3.4648e-05
843.2214 | 3.0552e-05 | 3.72e-05 | -1.9104e-06 | 1.9838e-05 | 0.0016001 | 0.0014909 | 4.1099e-05 | 3.8992e-05
843.9976 | 4.257e-05 | -4.7536e-06 | 5.3243e-06 | 1.02e-05 | 0.0016379 | 0.0014831 | 8.2748e-05 | 3.0388e-05
844.7737 | 9.7773e-06 | 3.14e-05 | 3.7067e-07 | -1.5307e-06 | 0.0015629 | 0.0015237 | 3.6698e-05 | 6.6084e-05
845.5497 | 3.3989e-05 | -1.1521e-05 | 3.1602e-05 | 2.2604e-05 | 0.0015269 | 0.0015079 | -1.4375e-06 | 5.1519e-06
846.3256 | -6.1486e-06 | -3.7493e-07 | 1.3173e-05 | -2.4453e-06 | 0.0014632 | 0.0014666 | 7.9467e-05 | 0.00012447
847.1015 | 1.1599e-05 | 2.3258e-05 | 3.3353e-05 | 1.8705e-05 | 0.0014663 | 0.0014275 | 3.7056e-05 | 1.9962e-05
847.8773 | 1.4833e-05 | -2.7197e-06 | 1.9161e-05 | 5.2692e-05 | 0.0014645 | 0.0013717 | 4.5716e-06 | 5.532e-05
848.653 | 1.2226e-05 | 6.5972e-06 | 1.6948e-05 | -8.926e-06 | 0.0014468 | 0.0013706 | 3.6754e-05 | 1.9921e-05
849.4286 | -6.4259e-06 | 1.4783e-05 | 4.7784e-05 | -2.597e-05 | 0.0014234 | 0.0013893 | 1.2303e-05 | 1.2277e-05
850.2042 | 5.0527e-06 | 2.1927e-05 | 2.2036e-05 | 3.6657e-05 | 0.0013389 | 0.0013355 | 5.0479e-05 | 3.803e-05
850.9796 | 1.1728e-06 | -1.6885e-05 | 1.6382e-05 | 2.3816e-05 | 0.0013104 | 0.001329 | -1.3921e-05 | 0.00010443
851.755 | -7.8473e-07 | -4.6202e-06 | 1.6673e-05 | -1.1908e-05 | 0.0013072 | 0.001277 | 5.9279e-05 | 5.4847e-05
852.5303 | -1.9688e-05 | 1.9925e-05 | -4.1282e-06 | 3.6924e-05 | 0.0012301 | 0.0012656 | 1.0181e-05 | 4.7887e-05
853.3055 | 1.336e-05 | -5.3774e-07 | 5.8064e-05 | 2.8545e-05 | 0.0012292 | 0.001241 | 9.3377e-05 | 4.2387e-05
854.0807 | 1.2646e-05 | 3.8893e-05 | 3.3511e-05 | 1.5503e-05 | 0.0012625 | 0.0012078 | 1.7452e-05 | 3.8488e-05
854.8558 | 1.7133e-05 | 8.3299e-06 | -2.015e-05 | 1.2128e-06 | 0.0012094 | 0.0012081 | 3.9765e-05 | -3.2726e-06
855.6307 | 1.47e-05 | 1.8549e-05 | 1.9532e-05 | 7.0498e-06 | 0.0011607 | 0.0012453 | 1.4556e-05 | 4.4424e-05
856.4056 | 5.443e-06 | 2.3261e-05 | 3.8362e-05 | 5.9575e-06 | 0.0012228 | 0.0011951 | 2.9234e-05 | 3.902e-07
857.1805 | -1.1185e-06 | 3.3943e-05 | -2.0826e-05 | 7.6119e-06 | 0.0011344 | 0.0011448 | 8.833e-06 | 5.666e-05
857.9553 | 2.498e-05 | -2.126e-05 | 1.0674e-05 | -1.5248e-05 | 0.0011554 | 0.0011781 | 3.9131e-05 | 2.6309e-05
858.7299 | 2.5851e-05 | 9.1351e-06 | 3.7038e-05 | -8.7129e-07 | 0.0011234 | 0.0010913 | 2.477e-05 | 0.00010833
859.5045 | 2.5129e-05 | -1.0779e-05 | 1.6866e-05 | -1.2541e-05 | 0.0010871 | 0.0011163 | 0.00010768 | 2.8389e-05
860.2791 | 1.1582e-05 | 5.1436e-05 | 4.2924e-05 | 3.2137e-05 | 0.0010438 | 0.0011514 | 6.664e-05 | 1.8389e-05
861.0535 | 2.5786e-06 | -2.7891e-06 | 1.4469e-05 | 1.7578e-05 | 0.0011123 | 0.0010867 | 7.9497e-05 | 3.6252e-05
861.8279 | 1.2792e-05 | -1.251e-05 | -1.3127e-05 | 4.6139e-05 | 0.0010074 | 0.0010922 | 1.3173e-05 | 4.3842e-05
862.6022 | 3.8398e-05 | -8.5097e-06 | 3.2815e-05 | 4.8836e-06 | 0.0010095 | 0.0010575 | 5.9355e-05 | 3.3823e-05
863.3764 | 3.542e-05 | -1.8865e-06 | 1.3625e-05 | 2.0955e-06 | 0.0010372 | 0.0010145 | 5.3711e-05 | -5.4778e-06
864.1505 | 3.2029e-05 | 1.9208e-05 | -9.3466e-06 | 3.3687e-05 | 0.00097283 | 0.0010535 | 5.5309e-05 | 2.2614e-05
864.9246 | 3.3691e-06 | 4.2642e-05 | 1.4961e-05 | -2.3617e-05 | 0.00094878 | 0.0010082 | 2.9146e-05 | 2.1294e-05
865.6985 | 2.0091e-05 | 1.4394e-05 | 1.3447e-05 | 4.7709e-05 | 0.00091813 | 0.0009864 | 3.1777e-05 | 3.3595e-05
866.4724 | 1.8065e-05 | 2.73e-05 | 6.3286e-06 | 6.5894e-05 | 0.00094542 | 0.00097008 | 2.9061e-05 | 2.2329e-05
867.2463 | -7.9595e-06 | -5.396e-06 | 2.8413e-05 | -1.8013e-05 | 0.00090709 | 0.0010343 | 1.273e-07 | 3.7978e-05
868.02 | -1.7512e-05 | -7.4953e-06 | 4.6136e-05 | -1.047e-05 | 0.00092529 | 0.00094864 | 8.127e-05 | 7.1204e-05
868.7936 | -2.9831e-06 | -1.6921e-05 | 1.5518e-05 | 3.9398e-05 | 0.00088357 | 0.00088056 | 3.8094e-05 | 1.9698e-05
869.5673 | 1.6077e-05 | 1.273e-05 | -6.1981e-06 | -1.7099e-05 | 0.00081208 | 0.00095219 | 4.1674e-05 | 2.3517e-05
870.3408 | 8.1986e-07 | 3.11e-05 | 2.4173e-05 | -2.2608e-05 | 0.00081916 | 0.00087046 | 4.1339e-05 | 9.9565e-05
871.1142 | -8.7106e-07 | 4.2325e-05 | 1.4424e-05 | 4.1895e-05 | 0.00082685 | 0.00089719 | 4.3523e-05 | 8.2828e-05
871.8875 | 1.9931e-05 | 4.9849e-06 | 2.1617e-05 | 8.3482e-06 | 0.0008184 | 0.00089355 | 4.5655e-05 | 1.0029e-05
872.6608 | -2.3837e-05 | -3.0131e-05 | 5.8775e-05 | -2.4647e-05 | 0.000775 | 0.00087078 | 0.00011646 | 3.0465e-05
873.434 | 3.4784e-05 | 1.7105e-05 | -1.0972e-05 | -3.1875e-05 | 0.00072366 | 0.00087469 | 5.2725e-05 | 4.6993e-05
874.2071 | 1.19e-05 | 2.8523e-05 | 8.3786e-06 | 1.4854e-05 | 0.00080056 | 0.00084334 | 2.7494e-05 | 5.1909e-05
874.9801 | 1.3386e-05 | -9.2911e-06 | 6.7574e-05 | 5.8652e-06 | 0.0008271 | 0.00077322 | 4.2836e-05 | 7.2453e-05
875.7531 | -1.269e-05 | 1.7688e-05 | 5.4384e-05 | 5.2831e-06 | 0.00076197 | 0.00083729 | 4.7679e-06 | 4.621e-05
876.5259 | -1.9126e-05 | 9.4138e-06 | 2.8994e-05 | -2.6336e-06 | 0.00073232 | 0.00078492 | 0.00010111 | 5.2444e-05
877.2988 | 5.5862e-07 | 1.8116e-05 | 5.9079e-05 | 6.4094e-06 | 0.00068652 | 0.00080264 | 2.3815e-05 | 4.8027e-05
878.0715 | 2.3709e-05 | -3.5211e-07 | 4.5843e-06 | 3.8638e-05 | 0.00072414 | 0.00086648 | -5.707e-06 | 2.0675e-05
878.8441 | -1.6681e-05 | 2.8381e-05 | 1.5651e-05 | 1.6905e-05 | 0.00074194 | 0.00087361 | 5.6914e-05 | -1.0987e-05
879.6167 | 1.0277e-05 | -2.173e-05 | 1.4935e-05 | 7.7843e-06 | 0.00074704 | 0.00077674 | 7.9251e-05 | 5.2339e-05
880.3892 | -6.1667e-06 | -5.1403e-05 | -2.4571e-05 | 2.2184e-05 | 0.00065428 | 0.00082847 | 8.2026e-05 | 6.2072e-05
881.1616 | 2.5601e-05 | -9.3119e-08 | 2.7501e-05 | 2.3965e-06 | 0.00065972 | 0.00077743 | 3.3543e-05 | 3.4727e-05
881.9339 | -1.1574e-05 | 2.9594e-05 | -1.0074e-05 | 2.4909e-06 | 0.00070605 | 0.00071529 | -2.1699e-05 | 7.3272e-05
882.7062 | 1.2718e-05 | -3.0537e-05 | 2.8398e-05 | 1.4124e-05 | 0.00067663 | 0.00068771 | -2.9008e-05 | -2.269e-05
883.4783 | 5.8885e-06 | -3.1334e-05 | -4.7926e-05 | -8.8707e-08 | 0.0006546 | 0.00070687 | -4.7012e-06 | 4.448e-05
884.2504 | 3.9881e-06 | -1.2735e-05 | -7.9683e-07 | 1.9894e-05 | 0.00062922 | 0.00074984 | 5.002e-05 | 0.00011075
885.0225 | 1.16e-07 | -1.3482e-05 | 3.4952e-05 | 9.08e-06 | 0.00066841 | 0.00070486 | 1.0867e-05 | -3.6685e-06
885.7944 | 2.6622e-05 | 2.4971e-05 | 2.1459e-05 | 4.6551e-05 | 0.00065322 | 0.00068415 | 3.3838e-05 | 3.706e-05
886.5662 | -1.1614e-05 | -7.9249e-06 | -1.2851e-05 | 1.3336e-05 | 0.00064358 | 0.00067761 | -1.0447e-05 | 5.1261e-05
887.338 | -1.1179e-05 | 1.639e-05 | -9.1498e-06 | 5.4574e-05 | 0.00053344 | 0.00063048 | -1.111e-05 | 0.00012818
888.1097 | -5.6497e-06 | -1.4952e-05 | 4.8688e-05 | -2.4639e-05 | 0.00060652 | 0.00067374 | -8.6621e-06 | 5.757e-05
888.8813 | 1.8972e-06 | 2.1568e-05 | -3.0635e-06 | -4.0037e-06 | 0.00054352 | 0.00065769 | 5.42e-05 | 1.1419e-05
889.6529 | 2.0837e-05 | -4.0486e-05 | 3.2129e-05 | 2.2672e-06 | 0.00057394 | 0.00070964 | 5.4128e-05 | 6.2214e-05
890.4243 | -7.9695e-06 | 4.8626e-06 | 3.9762e-05 | 1.766e-05 | 0.00051707 | 0.00065208 | 2.1376e-05 | 1.0069e-05
891.1957 | -3.7925e-06 | 5.7893e-06 | 1.055e-05 | 1.1219e-06 | 0.00050916 | 0.00066091 | 7.7811e-05 | 7.2743e-05
891.967 | 2.0669e-05 | 1.8877e-05 | 3.1225e-06 | 8.6759e-06 | 0.00053909 | 0.00060347 | 4.8463e-05 | -2.89e-05
892.7383 | 1.5696e-05 | 2.0945e-06 | -1.3261e-06 | -3.8633e-05 | 0.00055782 | 0.00059453 | 1.5699e-05 | 5.1814e-06
893.5094 | 7.2968e-06 | 1.7642e-05 | -3.1776e-06 | 2.9558e-05 | 0.00050173 | 0.00061566 | 5.8301e-05 | 2.9147e-05
894.2805 | 2.2451e-05 | 1.7253e-05 | 5.4747e-06 | -2.3281e-05 | 0.00044327 | 0.00054812 | -7.7009e-06 | 3.5005e-05
895.0515 | 2.1617e-05 | 2.6587e-05 | 6.5108e-05 | 2.9179e-05 | 0.00042321 | 0.00062494 | -8.9491e-06 | 0.00011149
895.8224 | 8.1224e-06 | -2.6359e-05 | 8.0245e-05 | -9.8376e-06 | 0.00050335 | 0.00054731 | 5.7445e-05 | 3.9305e-05
896.5932 | -4.3587e-06 | 1.2556e-05 | 3.9499e-05 | 2.4741e-05 | 0.00051303 | 0.00059506 | 5.1007e-05 | -5.8658e-05
897.364 | 2.3508e-05 | -1.7918e-05 | 5.1659e-05 | -1.8673e-05 | 0.00048796 | 0.0006217 | -1.1238e-05 | 4.1246e-05
898.1346 | 2.3398e-05 | 1.2981e-05 | 1.9025e-05 | -4.4068e-05 | 0.00050162 | 0.00055192 | 3.8591e-05 | 8.8416e-06
898.9053 | 3.064e-05 | -3.0929e-05 | 6.4634e-05 | 2.616e-05 | 0.00046561 | 0.00054772 | 3.1578e-06 | 3.6708e-05
899.6758 | 1.2367e-05 | 1.8941e-05 | 1.4535e-05 | -2.2562e-06 | 0.00040651 | 0.00052068 | 2.5929e-06 | 3.3201e-05
900.4462 | 4.4584e-07 | 3.1226e-05 | -1.6109e-07 | 2.5272e-05 | 0.00042979 | 0.000518 | 3.7179e-05 | 2.3e-06
901.2166 | 2.0206e-05 | -3.9463e-05 | -8.7118e-06 | 6.256e-05 | 0.00049427 | 0.00048885 | 7.6232e-05 | 7.2958e-05
901.9869 | 1.5048e-05 | 2.9786e-05 | 1.5334e-05 | 4.5012e-06 | 0.0004311 | 0.00051815 | 5.3991e-05 | 0.00010652
902.7571 | 3.2993e-05 | 3.3281e-05 | 5.0646e-06 | 3.9506e-05 | 0.00042344 | 0.0005795 | 2.6559e-05 | 2.7851e-06
903.5272 | -1.2093e-05 | -6.5837e-06 | -2.8304e-05 | 1.247e-05 | 0.0004561 | 0.00048914 | -5.3557e-05 | 4.3829e-05
904.2973 | -2.2065e-06 | -6.549e-07 | -1.3181e-05 | 1.6963e-05 | 0.00043642 | 0.00048928 | 2.1696e-05 | 2.8175e-05
905.0673 | -1.7409e-05 | -9.0041e-06 | 2.2391e-05 | 6.2443e-05 | 0.0004209 | 0.00045261 | -8.2527e-06 | 0.00010174
905.8372 | -1.5736e-05 | 3.6426e-05 | 3.7895e-06 | 3.8106e-05 | 0.00033753 | 0.00049769 | -1.091e-05 | 3.9589e-05
906.607 | -5.3944e-06 | 3.2356e-05 | 3.0113e-05 | 1.7987e-05 | 0.00039284 | 0.00049773 | -1.0845e-05 | 1.7851e-05
907.3767 | -5.6106e-06 | 2.3117e-05 | 2.4324e-05 | 6.2846e-05 | 0.00047299 | 0.00048971 | 7.5222e-06 | 3.1771e-05
908.1464 | -4.0081e-05 | 2.9575e-05 | 6.5066e-05 | 1.9009e-05 | 0.00030498 | 0.00049156 | 4.9265e-05 | 2.2706e-05
908.916 | 9.9825e-06 | -1.3155e-05 | -1.9468e-05 | -1.4495e-05 | 0.00039748 | 0.00047554 | 7.5113e-05 | 8.75e-06
909.6854 | 1.7655e-05 | -5.145e-05 | -2.2883e-06 | -1.634e-05 | 0.00034263 | 0.00042975 | 2.4789e-05 | -5.8119e-06
910.4549 | -1.3673e-06 | -1.4915e-05 | 1.492e-05 | -5.3006e-06 | 0.0003549 | 0.0004928 | 6.0704e-06 | 4.6702e-05
911.2242 | 3.1453e-05 | 2.1127e-05 | -1.3523e-05 | 4.8586e-06 | 0.00033211 | 0.00045134 | 7.3888e-05 | 1.9604e-05
911.9935 | 9.8821e-08 | -2.0636e-05 | -2.6488e-05 | 1.5331e-05 | 0.00032749 | 0.00043459 | 7.975e-05 | 8.3721e-05
912.7627 | 3.9217e-05 | 5.8569e-06 | 1.7893e-05 | -2.78e-05 | 0.0003803 | 0.00044372 | 3.3376e-05 | -1.1962e-05
913.5318 | 6.6303e-05 | -3.8739e-06 | -4.3247e-05 | -1.0056e-05 | 0.00030927 | 0.0004786 | 0.00011309 | 7.3977e-05
914.3008 | 3.5364e-05 | -8.8313e-06 | 2.185e-05 | -3.4109e-05 | 0.0003775 | 0.00047882 | 2.217e-06 | -2.5437e-06
915.0698 | 1.8579e-05 | 2.1184e-05 | 3.696e-05 | 2.3988e-05 | 0.00033261 | 0.00038794 | 5.5955e-06 | 3.7004e-05
915.8386 | 9.8167e-06 | 7.7838e-06 | 6.2435e-05 | -7.408e-06 | 0.00030199 | 0.00044109 | 5.4085e-05 | 7.4145e-05
916.6074 | 4.6076e-06 | 3.4214e-05 | 1.5738e-05 | -7.6253e-05 | 0.00034213 | 0.00043298 | 3.0929e-05 | 1.7004e-05
917.3762 | -9.5853e-06 | -1.6829e-05 | 1.4544e-05 | 7.2139e-06 | 0.00030321 | 0.00038904 | 2.2418e-06 | 7.6376e-05
918.1448 | -1.8794e-05 | -4.4735e-06 | 7.4427e-06 | 7.905e-05 | 0.00031153 | 0.00044263 | 2.3019e-07 | 8.6317e-05
918.9133 | -5.1467e-05 | -2.5011e-05 | 3.6451e-05 | -2.433e-05 | 0.00022715 | 0.00043339 | 6.2074e-05 | 8.4822e-05
919.6818 | -1.2706e-05 | -1.3896e-05 | -1.7875e-05 | 1.3004e-05 | 0.00030116 | 0.00042674 | 9.7004e-06 | 2.592e-05
920.4502 | -6.5468e-06 | 2.4527e-05 | -3.8162e-05 | 1.6435e-05 | 0.00035696 | 0.00037377 | 6.9165e-05 | 2.7902e-05
921.2186 | -2.3293e-05 | -7.8416e-08 | 1.4852e-06 | 3.6287e-05 | 0.00024736 | 0.00041583 | 3.2812e-05 | 9.5454e-05
921.9868 | 1.1682e-05 | -6.1975e-05 | -6.0858e-05 | -3.3786e-05 | 0.00030786 | 0.00037028 | 3.9605e-05 | 0.00010139
922.7549 | 2.5963e-07 | 8.1384e-06 | 4.12e-05 | -1.4182e-05 | 0.00031495 | 0.00042184 | 3.9574e-05 | 5.7523e-05
923.5231 | 2.6624e-05 | 3.8081e-05 | 7.0029e-06 | 0.00010208 | 0.0002747 | 0.00042835 | 6.3469e-05 | 7.4841e-05
924.2911 | -2.3869e-05 | -1.8928e-05 | -8.4693e-06 | 5.4303e-05 | 0.00028423 | 0.00038175 | 1.2557e-05 | 3.0851e-05
925.059 | 3.462e-05 | 3.252e-05 | -4.7547e-06 | 2.8174e-05 | 0.00026111 | 0.00035692 | -9.954e-06 | 6.3192e-05
925.8268 | 4.479e-05 | 4.0365e-05 | -3.2814e-05 | 6.0144e-05 | 0.00027149 | 0.00035153 | -3.5198e-05 | 5.3965e-05
926.5946 | -8.4667e-06 | 1.9835e-05 | 3.4443e-05 | -8.9303e-06 | 0.0003181 | 0.00036906 | 7.3908e-05 | 1.2052e-05
927.3623 | -4.1087e-05 | -1.2613e-05 | -1.3191e-05 | 2.3623e-05 | 0.00033914 | 0.00036463 | 5.2374e-05 | 0.00010343
928.1299 | -3.3458e-05 | 4.9103e-05 | 3.5112e-05 | 3.6873e-05 | 0.00034619 | 0.00036125 | 7.7142e-05 | -1.7807e-05
928.8975 | 3.3672e-05 | 3.8178e-05 | 1.2061e-05 | 7.4525e-05 | 0.00028162 | 0.00039854 | 5.156e-05 | -1.317e-05
929.6649 | 2.4006e-06 | 7.1422e-05 | 9.298e-05 | 2.0279e-05 | 0.00027543 | 0.00033746 | -2.0591e-06 | 3.218e-05
930.4323 | -2.3458e-05 | 1.8928e-05 | 1.6371e-05 | -5.4346e-05 | 0.00025566 | 0.00045966 | 4.0599e-05 | 7.9623e-05
931.1996 | 1.8363e-05 | 6.1233e-05 | 6.3315e-05 | 1.439e-05 | 0.00023276 | 0.00032557 | -2.6752e-06 | 6.3387e-05
931.9668 | 1.5068e-05 | -1.7281e-05 | 4.0122e-05 | 1.2673e-05 | 0.00023332 | 0.00035572 | 3.2135e-06 | 8.6338e-05
932.7339 | -4.3493e-05 | -2.9096e-05 | 3.7383e-05 | -3.1988e-05 | 0.00029655 | 0.00031382 | 2.8122e-05 | 7.0719e-05
933.501 | 1.3656e-06 | -3.367e-06 | 3.6875e-05 | -2.5783e-05 | 0.00026195 | 0.00026976 | 7.4131e-05 | 1.8519e-05
934.268 | -2.318e-06 | -6.378e-05 | 3.6563e-05 | -2.1928e-05 | 0.00022993 | 0.00032491 | -4.5804e-06 | -2.308e-05
935.0349 | -2.4007e-07 | -4.0959e-05 | 3.6508e-05 | -2.0941e-05 | 0.00013726 | 0.0004148 | 8.5455e-05 | 0.00015819
935.8018 | 2.0294e-05 | 3.6802e-05 | 1.9929e-05 | 3.2877e-05 | 0.00025655 | 0.0003275 | 9.8964e-05 | 0.00013931
936.5685 | -2.0644e-06 | -3.192e-05 | -1.3395e-05 | 1.0617e-05 | 0.0002467 | 0.00035935 | 7.3278e-05 | 7.1617e-05
937.3352 | 1.5851e-05 | -3.8512e-06 | 3.1642e-05 | -1.068e-05 | 0.00028116 | 0.00033502 | 9.3672e-05 | -4.0507e-05
938.1018 | -3.7656e-05 | 5.8144e-05 | 3.0513e-05 | 9.6811e-05 | 0.00025813 | 0.00044715 | 8.6479e-05 | -2.8396e-05
938.8683 | -2.2098e-05 | 9.5167e-05 | 0.00010922 | 6.9677e-05 | 0.00027348 | 0.00044134 | -2.3346e-05 | -1.957e-05
939.6347 | -2.0747e-05 | 4.9367e-05 | 6.5203e-05 | -4.5362e-05 | 0.00022446 | 0.00030668 | -3.5407e-05 | 3.4797e-05
940.4011 | 2.7795e-05 | 1.9435e-05 | 7.96e-05 | 3.6561e-05 | 0.00030288 | 0.00023644 | 7.3286e-05 | 5.8041e-05
941.1674 | -4.7156e-06 | -3.2068e-05 | -2.0378e-05 | -6.7887e-05 | 0.0001056 | 0.00029378 | 4.3194e-05 | -9.9169e-05
941.9336 | 7.8237e-05 | -2.4872e-05 | 3.6578e-05 | -2.6431e-05 | 0.00021222 | 0.00034793 | -1.5047e-05 | 6.8801e-05
942.6997 | -1.2679e-05 | 9.5882e-05 | -0.00014835 | 4.5792e-05 | 0.00035343 | 0.00032611 | -3.9087e-05 | -3.6989e-05
943.4658 | -7.366e-05 | 1.5366e-05 | 0.00010204 | 5.3433e-06 | 0.00025621 | 0.00054524 | 7.3546e-05 | 0.00021479
944.2317 | 2.7324e-05 | 4.1513e-05 | -8.5457e-05 | 5.1747e-05 | 0.00035894 | 0.00030013 | -5.9019e-05 | 4.7429e-05
944.9976 | 3.1479e-05 | -6.7529e-06 | 4.5374e-05 | -8.7465e-05 | 0.00017764 | 0.00020765 | -1.4913e-05 | -3.9375e-06
945.7634 | -1.407e-06 | 9.3975e-05 | 2.4533e-05 | -1.0974e-06 | 0.00023167 | 0.0001846 | 9.8279e-05 | 4.5098e-05
946.5291 | 1.6266e-06 | 7.821e-07 | 5.5058e-07 | -0.00011448 | 0.0003501 | 0.00033888 | 0.00022906 | 7.9876e-05
947.2948 | 3.9875e-05 | 2.0002e-05 | -3.8725e-05 | 1.5496e-05 | 0.00031648 | 0.00021934 | -1.2294e-05 | -1.741e-05
948.0604 | -6.7434e-05 | 3.2816e-05 | 3.7176e-05 | -3.1594e-05 | 0.00019483 | 0.00022812 | -1.9371e-05 | 0.00011821
948.8258 | -3.98e-05 | -6.2064e-05 | 9.7606e-05 | -4.5448e-06 | 0.00030874 | 0.00034237 | -0.00013203 | 3.1069e-05
949.5912 | -1.5321e-05 | 1.711e-05 | 0.00011026 | -4.273e-07 | 0.00015899 | 0.00034368 | 4.344e-05 | 1.1173e-05
950.3566 | 1.2933e-05 | -7.5786e-05 | -1.5333e-05 | 1.118e-05 | 0.00010286 | 0.00024621 | 8.8601e-05 | -2.1832e-05
951.1218 | 3.326e-05 | 4.208e-05 | 3.6589e-05 | 2.9401e-05 | 0.00021449 | 0.00028879 | 5.4146e-05 | 9.6608e-05
951.887 | 1.8783e-05 | 1.0803e-05 | 2.3098e-05 | 8.7297e-06 | 0.00021684 | 0.00014144 | -3.6612e-06 | -7.693e-05
952.6521 | -2.535e-06 | -9.2964e-06 | 3.9349e-05 | 3.9545e-06 | 0.00027452 | 0.00017503 | -7.1883e-05 | 0.00013159
953.4171 | 1.8093e-05 | -1.8409e-05 | 2.7102e-05 | 8.9894e-05 | 0.00014124 | 0.00028284 | 0.00014667 | 5.9291e-05
954.1821 | 3.1546e-05 | -3.0046e-05 | 6.2357e-05 | 8.8479e-05 | 0.00015622 | 0.00035991 | -5.9694e-05 | 1.926e-05
954.947 | 9.0704e-05 | 2.4651e-05 | 1.5994e-05 | -3.8878e-05 | 0.00015559 | 0.00028831 | -2.038e-05 | 7.5764e-05
955.7117 | 8.4912e-05 | 4.506e-05 | 3.4859e-05 | 3.1633e-05 | 4.3439e-05 | 0.00023733 | 9.5089e-05 | -7.2655e-05
956.4764 | -9.1277e-06 | -4.3697e-06 | -4.0917e-05 | 6.5502e-05 | 0.00012596 | 0.00021517 | 3.1256e-05 | 1.885e-05
957.2411 | 4.6806e-05 | -2.6868e-05 | 4.7695e-05 | 3.8211e-05 | 9.0008e-05 | 0.00026461 | 6.3652e-06 | 7.9671e-05
958.0056 | -1.2392e-05 | 5.3043e-05 | 7.6538e-05 | 1.5815e-05 | 0.00011434 | 0.00027495 | 3.2676e-05 | 4.7586e-05
958.7701 | -1.3097e-05 | 5.3018e-05 | -7.6402e-06 | -3.4046e-05 | 9.6998e-05 | 0.00019721 | -2.1595e-05 | -1.364e-05
959.5345 | -3.8671e-06 | 2.2289e-06 | -5.7884e-05 | -1.6899e-05 | 0.00015477 | 0.00017861 | -4.3355e-05 | -3.3926e-05
960.2988 | 6.5037e-05 | -3.8116e-05 | -4.5608e-05 | 2.5597e-06 | 0.00014912 | 0.0002279 | -8.2645e-05 | -4.691e-05
961.063 | -6.5512e-06 | 4.8717e-05 | 2.9561e-05 | -2.7295e-05 | 4.7189e-05 | 0.00016034 | 0.00012476 | 2.485e-05
961.8271 | 7.9766e-05 | 1.2055e-05 | 1.8004e-05 | 0.00011903 | 0.00023656 | 0.00016082 | -5.8693e-05 | 1.2423e-05
962.5912 | -8.2509e-06 | -1.701e-05 | -5.2022e-05 | -8.629e-05 | 0.00023165 | 7.6721e-05 | 0.00010639 | 6.2398e-05
963.3552 | 2.9813e-05 | -4.2199e-05 | 9.7446e-05 | -3.2202e-05 | 0.00017181 | 0.00019902 | 0.00010272 | -7.1435e-05
964.1191 | -1.7245e-05 | 0.00012628 | -1.4123e-05 | -3.641e-06 | 0.00012479 | 0.000296 | -2.6052e-06 | -4.4695e-05
964.883 | 4.5815e-05 | 7.9091e-05 | 5.6279e-05 | 5.0221e-06 | 0.00013586 | 0.0002568 | 7.6205e-05 | 7.1714e-05
965.6468 | 1.0591e-05 | 7.0541e-06 | 4.7045e-05 | -1.8459e-05 | 0.00021632 | 0.00033963 | -3.0443e-05 | -7.3577e-05
966.4105 | 2.7405e-05 | -1.3541e-05 | -4.6135e-05 | 6.577e-05 | 0.00013176 | 0.00020485 | 1.4836e-05 | -3.2486e-05
967.1741 | -6.6555e-06 | 4.6063e-05 | -6.43e-05 | 6.9463e-06 | 0.00024395 | 0.0001559 | -6.4473e-05 | 4.4483e-05
967.9376 | 2.5764e-05 | 5.8876e-05 | 3.9091e-05 | 2.916e-06 | 0.00020011 | 0.00024282 | 7.9224e-05 | 0.00011881
968.701 | 8.0438e-05 | 5.192e-05 | -5.2221e-05 | -8.8768e-05 | 7.2067e-05 | 0.00014483 | 7.4408e-05 | 2.4469e-05
969.4644 | 4.5997e-05 | 1.4986e-05 | 9.4072e-06 | -4.1211e-05 | 0.00021239 | 0.00016376 | 2.2437e-05 | 5.2788e-05
970.2277 | -2.0795e-05 | -6.3293e-05 | -2.0245e-05 | 6.7683e-05 | 0.00010635 | 0.00012451 | 7.6844e-05 | 4.8037e-05
970.9909 | 1.6998e-05 | 4.2425e-05 | -5.5608e-05 | 6.8967e-05 | 9.2481e-05 | 0.00026936 | 1.6039e-05 | 6.6304e-05
971.754 | -3.3087e-05 | 1.7467e-05 | -4.5287e-05 | 7.1663e-05 | 0.00013893 | 0.00019614 | -2.1478e-05 | 0.00016501
972.5171 | -3.7039e-05 | 1.8224e-05 | 7.4755e-05 | 1.5822e-05 | 0.00018357 | 0.00012047 | -8.7341e-05 | 6.2276e-05
973.28 | -4.5565e-05 | -6.0913e-05 | -1.7424e-05 | -4.2724e-05 | 3.7087e-05 | 0.00013028 | 6.6896e-05 | -2.4841e-05
974.043 | 1.8704e-05 | 6.7704e-06 | -4.066e-05 | 8.5433e-05 | 0.0001282 | 0.00016207 | 7.9505e-05 | 1.9423e-05
974.8058 | 2.5828e-05 | -5.6548e-05 | 0.0001682 | -5.3776e-05 | 0.00015605 | 0.00022935 | 6.2789e-05 | -6.2562e-05
975.5685 | -2.352e-05 | -2.0603e-05 | 3.2543e-05 | -5.0276e-06 | 0.00022062 | 0.00016668 | 1.4815e-05 | 7.135e-06
976.3312 | -1.0245e-05 | 4.7882e-05 | -1.2553e-05 | 8.0681e-05 | 0.00014176 | 0.00012925 | -1.7566e-05 | 7.4075e-05
977.0938 | 8.111e-06 | 2.9211e-06 | 1.8615e-06 | 6.5219e-05 | 0.00011368 | 0.00010109 | 0.00011018 | 2.9474e-05
977.8563 | 1.6794e-05 | 3.6885e-06 | 6.0077e-05 | 4.1655e-05 | 6.1596e-05 | 0.00021994 | 3.4431e-05 | 0.0001554
978.6187 | 1.8757e-05 | 5.1103e-06 | 6.126e-06 | 0.00011552 | 0.00013796 | 0.00012691 | 2.619e-05 | 0.00015528
979.381 | -6.366e-06 | 2.7667e-05 | 5.4123e-05 | 5.8858e-05 | 2.8858e-05 | 0.00021706 | 2.4683e-05 | 3.2826e-05
980.1432 | -4.3746e-06 | -1.8606e-05 | 1.0296e-05 | -4.6188e-06 | 0.0001834 | 0.00030953 | -1.9465e-05 | 1.3262e-05
980.9055 | 4.1978e-05 | 3.0518e-05 | 8.9369e-05 | 6.6057e-05 | 4.807e-05 | 0.00025815 | -3.6863e-06 | -2.413e-05
981.6675 | 1.5345e-05 | 8.1e-06 | 9.0809e-05 | -1.2718e-05 | 0.00014693 | 0.00013677 | 1.4377e-05 | 3.2642e-05
982.4296 | -6.0261e-05 | 2.0966e-05 | 3.3459e-05 | 0.00015858 | 6.8456e-05 | 0.00021804 | -2.6748e-05 | 6.6259e-05
983.1915 | 5.188e-05 | 2.5857e-05 | -7.1256e-06 | -2.351e-06 | 0.00017337 | 0.0001899 | 5.4239e-05 | 9.6932e-05
983.9534 | -1.5575e-06 | 3.1862e-06 | 3.494e-05 | 3.9782e-05 | 0.00013874 | 0.00013808 | 0.00011841 | 5.1018e-05
984.7152 | 3.686e-05 | 1.1286e-05 | 0.00014291 | 8.9884e-05 | 0.00020514 | 0.00036603 | -0.00013841 | 0.0001061
985.4769 | -8.5304e-06 | 3.2748e-05 | 1.9603e-05 | -1.5554e-05 | 0.00010985 | 0.00018477 | 0.00015265 | -6.5892e-05
986.2386 | 8.0371e-06 | 7.6025e-06 | -9.7253e-06 | -1.0929e-05 | 4.4147e-05 | 9.0753e-06 | 8.6732e-05 | -1.9455e-05
987.0001 | -6.0713e-06 | 9.1515e-05 | -6.1415e-05 | -1.5202e-05 | 0.00015658 | 0.00023371 | -1.9958e-05 | -3.3114e-05
987.7616 | -2.9321e-05 | -7.0228e-05 | -3.1176e-05 | 9.7824e-05 | 0.00018814 | 3.9188e-05 | -7.0095e-05 | -6.7291e-05
988.523 | -8.1724e-05 | 2.3868e-05 | -1.3195e-05 | 3.5829e-05 | 0.00014037 | 0.00015553 | 6.7521e-05 | 0.00016562
989.2843 | 3.179e-05 | 2.9029e-05 | 4.0921e-05 | 7.2134e-05 | -1.8787e-06 | 0.00014672 | 8.7634e-05 | 9.7937e-05
990.0455 | -1.5511e-05 | 4.0832e-05 | 7.0214e-06 | -1.9185e-05 | 4.5736e-05 | 0.00016602 | -8.8229e-05 | 0.00010016
990.8067 | -8.3488e-07 | -2.3454e-05 | 3.0483e-05 | 5.6352e-05 | 6.1028e-05 | -3.4456e-05 | 1.3238e-05 | -3.2364e-05
991.5678 | 3.7474e-05 | 9.0142e-05 | 4.5405e-05 | -6.2126e-05 | 5.2377e-06 | 0.00015773 | -4.6339e-05 | 3.5607e-05
992.3288 | 3.5236e-05 | 9.9852e-06 | 1.1301e-05 | 2.4599e-05 | -1.5435e-05 | 0.0001953 | 7.9133e-05 | 0.00010672
993.0897 | 4.4945e-05 | 9.0297e-06 | -1.1543e-05 | 6.0492e-05 | 2.8542e-05 | 0.00011734 | -6.4776e-05 | 9.797e-05
993.8506 | 4.1422e-05 | 5.7016e-05 | 7.7282e-05 | 7.3207e-05 | 0.00014453 | 0.00015122 | -0.00020235 | 4.2764e-06
994.6113 | -1.1496e-05 | 0.00011208 | 5.1116e-05 | -3.8323e-05 | 9.988e-05 | 0.00010335 | 4.4439e-05 | 0.00017788
995.372 | -4.1371e-05 | 7.1689e-05 | 9.8078e-05 | 4.73e-05 | 0.00013317 | 0.00013092 | -2.1308e-05 | 2.1308e-05
996.1326 | 3.5338e-06 | 7.083e-05 | 2.4217e-05 | -7.7799e-05 | 7.8958e-06 | 1.8537e-05 | 8.3052e-05 | -3.528e-05
996.8932 | 7.3508e-05 | 0.00012424 | 1.4477e-05 | -3.7778e-05 | 6.3738e-05 | -7.1445e-06 | -8.366e-05 | 1.4325e-05
997.6536 | 4.5689e-05 | -1.0336e-05 | 6.4844e-05 | 5.987e-05 | -2.0978e-06 | 0.00014307 | -9.0368e-05 | 3.0163e-05
998.414 | -3.2759e-05 | -3.3581e-05 | 9.9215e-05 | 9.8761e-05 | 2.9818e-05 | 7.601e-05 | 3.6542e-05 | 8.7944e-05
999.1743 | 3.4385e-05 | -0.00011943 | 8.6581e-06 | 3.0951e-05 | 0.00018773 | 5.3955e-05 | 8.1264e-06 | -9.2306e-05
999.9345 | -2.1151e-05 | 9.9982e-06 | 0.00013225 | 1.3327e-05 | 0.00014821 | 0.00013766 | -4.6645e-05 | 7.9835e-05
1000.6946 | 6.0458e-05 | 5.7854e-05 | 0.00011724 | -0.00012926 | 1.5658e-06 | -7.0923e-05 | 3.5829e-05 | 1.0922e-05

## CREE XLAMP XP-E Color
Wavelength | Blue | Green | Amber | Red-Orange | Red | HE Photo Red
380 | 0 | 0 | 0 | 0 | 0 | 0
385 | 0 | 0 | 0 | 0 | 0 | 0
390 | 0 | 0 | 0 | 0 | 0 | 0
395 | 0 | 0 | 0 | 0 | 0 | 0
400 | 0 | 0 | 0 | 0 | 0 | 0
405 | 0 | 0 | 0 | 0 | 0 | 0
410 | 0 | 0 | 0 | 0 | 0 | 0
415 | 0 | 0 | 0 | 0 | 0 | 0
420 | 0 | 0 | 0 | 0 | 0 | 0
425 | 0 | 0 | 0 | 0 | 0 | 0
430 | 0.005 | 0 | 0 | 0 | 0 | 0
435 | 0.015 | 0 | 0 | 0 | 0 | 0
440 | 0.045 | 0 | 0 | 0 | 0 | 0
445 | 0.105 | 0 | 0 | 0 | 0 | 0
450 | 0.225 | 0 | 0 | 0 | 0 | 0
455 | 0.45 | 0 | 0 | 0 | 0 | 0
460 | 0.81 | 0 | 0 | 0 | 0 | 0
465 | 1 | 0 | 0 | 0 | 0 | 0
470 | 0.82 | 0.005 | 0 | 0 | 0 | 0
475 | 0.54 | 0.01 | 0 | 0 | 0 | 0
480 | 0.36 | 0.02 | 0 | 0 | 0 | 0
485 | 0.235 | 0.045 | 0 | 0 | 0 | 0
490 | 0.14 | 0.09 | 0 | 0 | 0 | 0
495 | 0.085 | 0.16 | 0 | 0 | 0 | 0
500 | 0.05 | 0.275 | 0 | 0 | 0 | 0
505 | 0.03 | 0.445 | 0 | 0 | 0 | 0
510 | 0.015 | 0.67 | 0 | 0 | 0 | 0
515 | 0.005 | 0.87 | 0 | 0 | 0 | 0
520 | 0.005 | 0.99 | 0 | 0 | 0 | 0
525 | 0 | 0.98 | 0 | 0 | 0 | 0
530 | 0 | 0.885 | 0 | 0 | 0 | 0
535 | 0 | 0.755 | 0 | 0 | 0 | 0
540 | 0 | 0.615 | 0 | 0 | 0 | 0
545 | 0 | 0.485 | 0 | 0 | 0 | 0
550 | 0 | 0.375 | 0 | 0 | 0 | 0
555 | 0 | 0.28 | 0.005 | 0 | 0 | 0
560 | 0 | 0.205 | 0.01 | 0 | 0 | 0
565 | 0 | 0.15 | 0.03 | 0 | 0 | 0
570 | 0 | 0.105 | 0.06 | 0 | 0 | 0
575 | 0 | 0.075 | 0.12 | 0 | 0 | 0
580 | 0 | 0.055 | 0.23 | 0.005 | 0 | 0
585 | 0 | 0.035 | 0.42 | 0.015 | 0 | 0
590 | 0 | 0.025 | 0.72 | 0.03 | 0.005 | 0
595 | 0 | 0.015 | 1 | 0.06 | 0.01 | 0
600 | 0 | 0.01 | 0.71 | 0.11 | 0.025 | 0
605 | 0 | 0.005 | 0.28 | 0.21 | 0.045 | 0
610 | 0 | 0 | 0.105 | 0.385 | 0.09 | 0.005
615 | 0 | 0 | 0.035 | 0.68 | 0.165 | 0.01
620 | 0 | 0 | 0.01 | 0.98 | 0.3 | 0.025
625 | 0 | 0 | 0.005 | 0.76 | 0.51 | 0.055
630 | 0 | 0 | 0 | 0.32 | 0.85 | 0.095
635 | 0 | 0 | 0 | 0.125 | 0.97 | 0.16
640 | 0 | 0 | 0 | 0.045 | 0.52 | 0.26
645 | 0 | 0 | 0 | 0.015 | 0.205 | 0.41
650 | 0 | 0 | 0 | 0.005 | 0.08 | 0.66
655 | 0 | 0 | 0 | 0 | 0.03 | 0.945
660 | 0 | 0 | 0 | 0 | 0.01 | 0.86
665 | 0 | 0 | 0 | 0 | 0.005 | 0.355
670 | 0 | 0 | 0 | 0 | 0 | 0.135
675 | 0 | 0 | 0 | 0 | 0 | 0.05
680 | 0 | 0 | 0 | 0 | 0 | 0.015
685 | 0 | 0 | 0 | 0 | 0 | 0.005
690 | 0 | 0 | 0 | 0 | 0 | 0.005
695 | 0 | 0 | 0 | 0 | 0 | 0
700 | 0 | 0 | 0 | 0 | 0 | 0
705 | 0 | 0 | 0 | 0 | 0 | 0
710 | 0 | 0 | 0 | 0 | 0 | 0
715 | 0 | 0 | 0 | 0 | 0 | 0
720 | 0 | 0 | 0 | 0 | 0 | 0
725 | 0 | 0 | 0 | 0 | 0 | 0
730 | 0 | 0 | 0 | 0 | 0 | 0

## White Fluorescents
Wavelength | Sample Fluorescent 2950 K | Sample Fluorescent 4000 K | Sample Fluorescent 6500 K
380 | 1.4691 | 0.088943 | 1.3169
385 | 1.6586 | 0.087871 | 1.7045
390 | 1.8786 | 0.086867 | 2.2052
395 | 1.929 | 0.80884 | 2.5981
400 | 7.6467 | 2.4772 | 10.7339
405 | 14.3285 | 1.068 | 14.2388
410 | 4.9438 | 0.84814 | 4.8469
415 | 1.9273 | 1.4486 | 4.9355
420 | 1.8184 | 2.3771 | 5.6445
425 | 1.7908 | 11.754 | 6.3317
430 | 11.2575 | 22.8633 | 21.2619
435 | 40.6163 | 6.4044 | 44.4533
440 | 19.9669 | 4.2868 | 19.9058
445 | 2.2808 | 4.1217 | 9.5807
450 | 1.9605 | 4.23 | 10.3496
455 | 1.9239 | 3.9008 | 11.0898
460 | 1.9235 | 3.5717 | 11.7698
465 | 2.0045 | 3.1878 | 12.3935
470 | 2.0922 | 3.132 | 12.9418
475 | 2.2568 | 6.1165 | 13.3597
480 | 2.383 | 10.7265 | 13.6837
485 | 2.5741 | 9.5663 | 13.9711
490 | 2.8795 | 6.19 | 14.196
495 | 3.1774 | 3.3182 | 14.3838
500 | 3.5562 | 1.5399 | 14.3732
505 | 4.1442 | 1.2108 | 14.2605
510 | 4.9214 | 0.82691 | 14.1648
515 | 5.8609 | 0.8258 | 14.0282
520 | 6.9009 | 0.93411 | 13.8347
525 | 7.8946 | 5.6081 | 13.6391
530 | 8.7899 | 29.5307 | 13.4299
535 | 9.6214 | 75.4152 | 13.2728
540 | 14.069 | 61.275 | 17.8216
545 | 24.6585 | 13.6425 | 29.5671
550 | 21.1114 | 3.5328 | 18.4456
555 | 13.1235 | 1.3915 | 12.69
560 | 13.372 | 1.199 | 12.5965
565 | 14.0769 | 6.3779 | 12.5411
570 | 14.9196 | 15.622 | 12.4278
575 | 17.1912 | 14.7669 | 14.3907
580 | 18.8207 | 18.4786 | 15.0176
585 | 17.3079 | 16.4922 | 12.0475
590 | 17.2668 | 7.8912 | 12.0537
595 | 17.6461 | 4.0304 | 12.0601
600 | 18.0617 | 18.6404 | 11.9304
605 | 18.3778 | 34.0973 | 11.864
610 | 18.6537 | 9.6862 | 11.7047
615 | 18.7296 | 7.7424 | 11.4955
620 | 18.7744 | 8.4861 | 11.3383
625 | 18.7712 | 3.8374 | 11.0769
630 | 18.5656 | 1.5669 | 10.7974
635 | 18.2667 | 1.5658 | 10.5195
640 | 17.795 | 1.6196 | 10.1838
645 | 17.2802 | 1.6184 | 9.7905
650 | 16.6558 | 1.1799 | 9.415
655 | 15.9626 | 1.4522 | 8.9771
660 | 15.2806 | 1.1778 | 8.5657
665 | 14.4866 | 0.95796 | 8.1318
670 | 13.6973 | 0.79283 | 7.6707
675 | 12.874 | 1.2292 | 7.232
680 | 12.0099 | 1.5563 | 6.806
685 | 11.1641 | 1.0085 | 6.3823
690 | 10.4312 | 0.4059 | 6.0889
695 | 9.5587 | 1.6967 | 5.5994
700 | 8.7574 | 3.9339 | 5.2211
705 | 8.0065 | 2.1252 | 4.8632
710 | 7.294 | 0.40157 | 4.5349
715 | 6.5588 | 0.4005 | 4.2052
720 | 5.9452 | 0.23537 | 3.8779
725 | 5.3462 | 0.015571 | 3.6006
730 | 4.8033 | 0.014567 | 3.3254

## RGB Test
Wavelength | Red | White | Green | Blue
380 | 0 | 0.00027754 | 0 | 0
385 | 0 | 0.00019622 | 0 | 0
390 | 0 | 0.00033944 | 0 | 0
395 | 0 | 0.00094183 | 0 | 0
400 | 0 | 0.0029691 | 0 | 0
405 | 0 | 0.007942 | 0 | 0
410 | 0 | 0.017898 | 0 | 0
415 | 0 | 0.033073 | 0 | 0
420 | 0 | 0.050843 | 0 | 0.0002081
425 | 0 | 0.066188 | 0 | 0.00079499
430 | 0 | 0.075227 | 0 | 0.002253
435 | 0 | 0.073555 | 1.0408e-05 | 0.0056241
440 | 0 | 0.056565 | 4.9267e-05 | 0.011674
445 | 0 | 0.032728 | 0.00012524 | 0.022447
450 | 0 | 0.015674 | 0.00015913 | 0.039749
455 | 0 | 0.0078896 | 0.00020963 | 0.066058
460 | 0 | 0.0045673 | 0.00032886 | 0.099129
465 | 0 | 0.003011 | 0.00046306 | 0.12508
470 | 0 | 0.0023903 | 0.00070436 | 0.12833
475 | 0 | 0.0023534 | 0.001135 | 0.10748
480 | 0 | 0.0027931 | 0.0019238 | 0.07666
485 | 0 | 0.0040117 | 0.0033025 | 0.051198
490 | 0 | 0.0064069 | 0.0056935 | 0.033518
495 | 0 | 0.010335 | 0.0095219 | 0.021298
500 | 0 | 0.015999 | 0.015255 | 0.013106
505 | 0 | 0.023142 | 0.022881 | 0.0080082
510 | 0 | 0.031172 | 0.031223 | 0.0047786
515 | 0 | 0.039229 | 0.037995 | 0.002761
520 | 0 | 0.046605 | 0.040825 | 0.0015518
525 | 0 | 0.052986 | 0.038889 | 0.0006678
530 | 0 | 0.05823 | 0.033433 | 0.00034774
535 | 0 | 0.062377 | 0.026734 | 2.761e-05
540 | 0 | 0.06553 | 0.020561 | 0
545 | 0 | 0.067653 | 0.015486 | 0
550 | 0 | 0.069059 | 0.011431 | 0
555 | 0 | 0.06985 | 0.0082692 | 0
560 | 0 | 0.070158 | 0.0059059 | 0
565 | 0 | 0.070002 | 0.0041931 | 0
570 | 1.7648e-05 | 0.069377 | 0.0029511 | 0
575 | 0.00013727 | 0.068493 | 0.002077 | 0
580 | 0.00038197 | 0.067205 | 0.001419 | 0
585 | 0.00080918 | 0.065737 | 0.0010062 | 0
590 | 0.0015523 | 0.063834 | 0.00067036 | 0
595 | 0.0029974 | 0.061723 | 0.00048047 | 0
600 | 0.0055877 | 0.059421 | 0.00034725 | 0
605 | 0.010388 | 0.05689 | 0.00021871 | 0
610 | 0.018873 | 0.054166 | 0.00018435 | 0
615 | 0.03324 | 0.051315 | 0.00012079 | 0
620 | 0.054342 | 0.048436 | 1.6586e-05 | 0
625 | 0.07247 | 0.045439 | 2.2274e-05 | 0
630 | 0.067194 | 0.042379 | 2.0324e-05 | 0
635 | 0.04074 | 0.039395 | 7.4931e-06 | 0
640 | 0.017275 | 0.036551 | 0 | 0
645 | 0.0064879 | 0.033696 | 0 | 0
650 | 0.0024065 | 0.030981 | 0 | 0
655 | 0.00099337 | 0.028417 | 0 | 0
660 | 0.00038435 | 0.025947 | 0 | 0
665 | 0.00010648 | 0.023618 | 0 | 0
670 | 0 | 0.02142 | 0 | 0
675 | 0 | 0.019437 | 0 | 0
680 | 0 | 0.01752 | 0 | 0
685 | 0 | 0.015823 | 0 | 0
690 | 0 | 0.014384 | 0 | 0
695 | 0 | 0.012863 | 0 | 0
700 | 0 | 0.011497 | 0 | 0
705 | 0 | 0.010347 | 0 | 0
710 | 0 | 0.0092063 | 0 | 0
715 | 0 | 0.0082149 | 0 | 0
720 | 0 | 0.007294 | 0 | 0
725 | 0 | 0.0063759 | 0 | 0
730 | 0 | 0.0055704 | 0 | 0

## Lighting Lab
Wavelength | Red | White | Amber | Green | Cyan | Blue | Indigo
380 | 0 | 0.00027754 | 0 | 0 | 0 | 0 | 0
385 | 0 | 0.00019622 | 0 | 0 | 0 | 0 | 0
390 | 0 | 0.00033944 | 0 | 0 | 0 | 0 | 0
395 | 0 | 0.00094183 | 0 | 0 | 0 | 0 | 0
400 | 0 | 0.0029691 | 0 | 0 | 0 | 0 | 0.0011117
405 | 0 | 0.007942 | 0 | 0 | 0 | 0 | 0.0033107
410 | 0 | 0.017898 | 0 | 0 | 0 | 0 | 0.010083
415 | 0 | 0.033073 | 0 | 0 | 0 | 0 | 0.027279
420 | 0 | 0.050843 | 0 | 0 | 1.9578e-05 | 0.0002081 | 0.06357
425 | 0 | 0.066188 | 7.6739e-06 | 0 | 5.474e-05 | 0.00079499 | 0.12337
430 | 0 | 0.075227 | 3.9241e-05 | 0 | 0.00010678 | 0.002253 | 0.20526
435 | 0 | 0.073555 | 0.00015828 | 1.0408e-05 | 0.00020354 | 0.0056241 | 0.28725
440 | 0 | 0.056565 | 0.00021763 | 4.9267e-05 | 0.00036355 | 0.011674 | 0.30442
445 | 0 | 0.032728 | 0.0002464 | 0.00012524 | 0.00063258 | 0.022447 | 0.23281
450 | 0 | 0.015674 | 0.00018728 | 0.00015913 | 0.0010543 | 0.039749 | 0.13981
455 | 0 | 0.0078896 | 0.00014368 | 0.00020963 | 0.0018498 | 0.066058 | 0.078545
460 | 0 | 0.0045673 | 0.00015659 | 0.00032886 | 0.0034265 | 0.099129 | 0.043766
465 | 0 | 0.003011 | 0.00013056 | 0.00046306 | 0.0063159 | 0.12508 | 0.023254
470 | 0 | 0.0023903 | 0.00011239 | 0.00070436 | 0.011487 | 0.12833 | 0.012315
475 | 0 | 0.0023534 | 8.3883e-05 | 0.001135 | 0.020315 | 0.10748 | 0.0066898
480 | 0 | 0.0027931 | 7.7833e-05 | 0.0019238 | 0.03376 | 0.07666 | 0.0035083
485 | 0 | 0.0040117 | 9.0319e-05 | 0.0033025 | 0.050867 | 0.051198 | 0.0017873
490 | 0 | 0.0064069 | 7.1686e-05 | 0.0056935 | 0.067046 | 0.033518 | 0.00078433
495 | 0 | 0.010335 | 6.9727e-05 | 0.0095219 | 0.075441 | 0.021298 | 0.00035078
500 | 0 | 0.015999 | 8.5832e-05 | 0.015255 | 0.071921 | 0.013106 | 0
505 | 0 | 0.023142 | 0.00017654 | 0.022881 | 0.059325 | 0.0080082 | 0
510 | 0 | 0.031172 | 0.00038469 | 0.031223 | 0.044418 | 0.0047786 | 0
515 | 0 | 0.039229 | 0.00082714 | 0.037995 | 0.031977 | 0.002761 | 0
520 | 0 | 0.046605 | 0.001644 | 0.040825 | 0.022639 | 0.0015518 | 0
525 | 0 | 0.052986 | 0.0030509 | 0.038889 | 0.01573 | 0.0006678 | 0
530 | 0 | 0.05823 | 0.0054844 | 0.033433 | 0.010705 | 0.00034774 | 0
535 | 0 | 0.062377 | 0.0095403 | 0.026734 | 0.0072364 | 2.761e-05 | 0
540 | 0 | 0.06553 | 0.015735 | 0.020561 | 0.0048607 | 0 | 0
545 | 0 | 0.067653 | 0.024556 | 0.015486 | 0.0032609 | 0 | 0
550 | 0 | 0.069059 | 0.036368 | 0.011431 | 0.0021706 | 0 | 0
555 | 0 | 0.06985 | 0.050793 | 0.0082692 | 0.0014184 | 0 | 0
560 | 0 | 0.070158 | 0.067048 | 0.0059059 | 0.00095235 | 0 | 0
565 | 0 | 0.070002 | 0.083843 | 0.0041931 | 0.00061864 | 0 | 0
570 | 1.7648e-05 | 0.069377 | 0.099505 | 0.0029511 | 0.00043495 | 0 | 0
575 | 0.00013727 | 0.068493 | 0.11294 | 0.002077 | 0.00028876 | 0 | 0
580 | 0.00038197 | 0.067205 | 0.12303 | 0.001419 | 0.00019306 | 0 | 0
585 | 0.00080918 | 0.065737 | 0.12956 | 0.0010062 | 0.00014742 | 0 | 0
590 | 0.0015523 | 0.063834 | 0.13238 | 0.00067036 | 8.5668e-05 | 0 | 0
595 | 0.0029974 | 0.061723 | 0.13206 | 0.00048047 | 6.0039e-05 | 0 | 0
600 | 0.0055877 | 0.059421 | 0.12895 | 0.00034725 | 1.9414e-05 | 0 | 0
605 | 0.010388 | 0.05689 | 0.12378 | 0.00021871 | 0 | 0 | 0
610 | 0.018873 | 0.054166 | 0.117 | 0.00018435 | 0 | 0 | 0
615 | 0.03324 | 0.051315 | 0.10896 | 0.00012079 | 0 | 0 | 0
620 | 0.054342 | 0.048436 | 0.10033 | 1.6586e-05 | 0 | 0 | 0
625 | 0.07247 | 0.045439 | 0.091362 | 2.2274e-05 | 0 | 0 | 0
630 | 0.067194 | 0.042379 | 0.08235 | 2.0324e-05 | 0 | 0 | 0
635 | 0.04074 | 0.039395 | 0.073627 | 7.4931e-06 | 0 | 0 | 0
640 | 0.017275 | 0.036551 | 0.06538 | 0 | 0 | 0 | 0
645 | 0.0064879 | 0.033696 | 0.057677 | 0 | 0 | 0 | 0
650 | 0.0024065 | 0.030981 | 0.050488 | 0 | 0 | 0 | 0
655 | 0.00099337 | 0.028417 | 0.043998 | 0 | 0 | 0 | 0
660 | 0.00038435 | 0.025947 | 0.038161 | 0 | 0 | 0 | 0
665 | 0.00010648 | 0.023618 | 0.032972 | 0 | 0 | 0 | 0
670 | 0 | 0.02142 | 0.028426 | 0 | 0 | 0 | 0
675 | 0 | 0.019437 | 0.024341 | 0 | 0 | 0 | 0
680 | 0 | 0.01752 | 0.020708 | 0 | 0 | 0 | 0
685 | 0 | 0.015823 | 0.017688 | 0 | 0 | 0 | 0
690 | 0 | 0.014384 | 0.015153 | 0 | 0 | 0 | 0
695 | 0 | 0.012863 | 0.012888 | 0 | 0 | 0 | 0
700 | 0 | 0.011497 | 0.010883 | 0 | 2.0651e-05 | 0 | 0
705 | 0 | 0.010347 | 0.0091996 | 0 | 0 | 0 | 0
710 | 0 | 0.0092063 | 0.0078225 | 0 | 0 | 0 | 0
715 | 0 | 0.0082149 | 0.0066011 | 0 | 0 | 0 | 0
720 | 0 | 0.007294 | 0.0056298 | 0 | 1.748e-05 | 0 | 0
725 | 0 | 0.0063759 | 0.0046742 | 0 | 0 | 0 | 0
730 | 0 | 0.0055704 | 0.0039335 | 0 | 0 | 0 | 0

## White LEDs
Wavelength | Sample LED 2700 K | Sample LED 4000 K
380 | 0 | 0
385 | 0 | 0
390 | 0 | 0
395 | 0 | 0
400 | 0 | 0
405 | 0 | 0.001459
410 | 0.0012778 | 0.0026689
415 | 0.0022311 | 0.0047044
420 | 0.0037877 | 0.0089608
425 | 0.0067684 | 0.016133
430 | 0.011378 | 0.026225
435 | 0.016859 | 0.040314
440 | 0.02319 | 0.059347
445 | 0.030214 | 0.080283
450 | 0.03485 | 0.091275
455 | 0.030727 | 0.078394
460 | 0.022845 | 0.060321
465 | 0.017192 | 0.048725
470 | 0.0136 | 0.039967
475 | 0.0115 | 0.03465
480 | 0.010729 | 0.032333
485 | 0.010367 | 0.032429
490 | 0.011317 | 0.034471
495 | 0.014446 | 0.0381
500 | 0.019071 | 0.04229
505 | 0.023692 | 0.045543
510 | 0.028487 | 0.0482
515 | 0.032945 | 0.051062
520 | 0.03652 | 0.053825
525 | 0.039612 | 0.055711
530 | 0.042186 | 0.057933
535 | 0.044429 | 0.06026
540 | 0.045714 | 0.062837
545 | 0.047433 | 0.064533
550 | 0.049357 | 0.0664
555 | 0.05208 | 0.068257
560 | 0.0552 | 0.07
565 | 0.058609 | 0.0716
570 | 0.062558 | 0.073133
575 | 0.066667 | 0.074283
580 | 0.07042 | 0.0753
585 | 0.073512 | 0.0761
590 | 0.076433 | 0.0765
595 | 0.078933 | 0.0765
600 | 0.079971 | 0.0763
605 | 0.081114 | 0.075271
610 | 0.0812 | 0.073817
615 | 0.0807 | 0.071871
620 | 0.0791 | 0.06883
625 | 0.07624 | 0.065456
630 | 0.072475 | 0.062044
635 | 0.068367 | 0.05843
640 | 0.063914 | 0.05425
645 | 0.059458 | 0.05007
650 | 0.055342 | 0.045892
655 | 0.050886 | 0.04171
660 | 0.046442 | 0.03791
665 | 0.041986 | 0.0343
670 | 0.037525 | 0.030878
675 | 0.03375 | 0.027843
680 | 0.029992 | 0.025186
685 | 0.026575 | 0.02245
690 | 0.023656 | 0.0206
695 | 0.020737 | 0.018414
700 | 0.018171 | 0.0164
705 | 0.016029 | 0.014557
710 | 0.014643 | 0.012917
715 | 0.012686 | 0.011467
720 | 0.010983 | 0.010125
725 | 0.0094557 | 0.0089424
730 | 0.0079866 | 0.0079063

## Sample LED 4000 K
Wavelength | Sample LED 4000 K
380 | 0
385 | 0
390 | 0
395 | 0
400 | 0
405 | 0.015985
410 | 0.02924
415 | 0.051541
420 | 0.098173
425 | 0.17676
430 | 0.28732
435 | 0.44168
440 | 0.6502
445 | 0.87957
450 | 1
455 | 0.85887
460 | 0.66087
465 | 0.53383
470 | 0.43787
475 | 0.37962
480 | 0.35424
485 | 0.35528
490 | 0.37767
495 | 0.41742
500 | 0.46333
505 | 0.49896
510 | 0.52807
515 | 0.55944
520 | 0.5897
525 | 0.61037
530 | 0.63471
535 | 0.6602
540 | 0.68844
545 | 0.70702
550 | 0.72747
555 | 0.74782
560 | 0.76691
565 | 0.78444
570 | 0.80124
575 | 0.81384
580 | 0.82498
585 | 0.83374
590 | 0.83813
595 | 0.83813
600 | 0.83594
605 | 0.82467
610 | 0.80873
615 | 0.78742
620 | 0.75409
625 | 0.71712
630 | 0.67975
635 | 0.64015
640 | 0.59436
645 | 0.54856
650 | 0.50278
655 | 0.45697
660 | 0.41534
665 | 0.37579
670 | 0.33829
675 | 0.30504
680 | 0.27593
685 | 0.24596
690 | 0.22569
695 | 0.20175
700 | 0.17968
705 | 0.15949
710 | 0.14151
715 | 0.12563
720 | 0.11093
725 | 0.097972
730 | 0.086621